## Summary Stats
OFM Facility Cost Template | 490 - Department of Natural Resources
Owned Facilities Data as of 5/20/2024 |  | Leased Facilities Data as of 5/20/2024 |  | Receivable Leased Facilities Data as of 5/20/2024
Number of Owned Facilities | 592 | Number of Leases | 37 | Number of Receivable Leases | 3
Total Owned Square Feet | 1874134 | Number of Leases Outside US | 0 | Total Receivable Leased Square Feet | 154157
|  | Number of Leases Outside of WA | 0 | Total Annual Receivables | 1541158.56
|  | Total Leased Square Feet | 135242 | Number of Leases with no Receivables | 1
|  | Total Annual Lease Cost | 1857999.84 | Number of Expired Receivable Leases | 0
|  | Number of Leases with no Annual Lease Cost | 0
|  | Number of Expired Leases | 2
Owned Property Classification & S.F |  | Leased Property Classification & S.F |  | Receivable Leased Property Classification & S.F
Educational | 19068 | Office | 24552 | Educational | 280
General | 1016166 | Residential | 8660 | Office | 153877
Health Care | 288 | Special Use | 35563
Laboratory | 5200 | Support | 66467
Office | 150656
Residential | 49158
Special Use | 268495
Support | 354143
Unclassified | 10960

## Leased Facilities
OFM Facility Cost Template |  | 490 - Department of Natural Resources
Lease Inventory
Date Completed: | 2024-05-20
Facility Portfolio Management Tool (FPMT) Inventory Data | [15 empty] | Annual Facility Cost | Modified |  |  |  | Planned Action |  | Changes in Annual On Going Costs |  |  | Revenue | Savings |  |  | Expense | Projected Annual On Going Costs |  |  | Revenue | Savings |  |  | Expense | Projected Annual On Going Costs |  |  | Revenue | Savings |  |  | Expense | Projected Annual On Going Costs |  |  | Revenue | Savings |  |  | Expense | Projected Annual On Going Costs |  |  | Revenue | Savings |  |  | Expense
UNIQUE FACILITY ID | AGENCY NUMBER | AGENCY ACRONYM | FUNCTIONAL GROUP | AGENCY COMMON NAME | STREET ADDRESS | CITY | COUNTY | TOTAL SQUARE FEET | PRMARY SPACE TYPE | LEASE NUMBER | LEASE START DATE | LEASE END DATE | FISCAL YEAR RENEWAL DATE | TOTAL ANNUAL COST | FULL SERVICE | ANNUAL FULL SERVICE COST |  | FY 24 |  |  |  |  | FY25 | [7 empty] | FY26 | [7 empty] | FY27 | [7 empty] | FY28 | [7 empty] | FY29
[17 empty] | Annual Full Service Cost Correction | Leasing Savings Realized | Lease Saving Spent | Other Savings Spent - details in notes | Action type | Priority Rank | NGFO | Other | Total | Receivable Income | Leasing Savings Realized | Lease Saving Spent | Other Savings Spent - details in notes | One-Time Costs | NGFO | Other | Total | Receivable Income | Leasing Savings Realized | Lease Saving Spent | Other Savings Spent - details in notes | One-Time Costs | NGFO | Other | Total | Receivable Income | Leasing Savings Realized | Lease Saving Spent | Other Savings Spent - details in notes | One-Time Costs | NGFO | Other | Total | Receivable Income | Leasing Savings Realized | Lease Saving Spent | Other Savings Spent - details in notes | One-Time Costs | NGFO | Other | Total | Receivable Income | Leasing Savings Realized | Lease Saving Spent | Other Savings Spent - details in notes | One-Time Costs | Decision Package (Yes/No) | Capital Request (Yes/No) | Notes
A26732 | 490 | DNR | Natural Resources and Recreation | Central Park Fire Station | 6317 Olympic Highway | Aberdeen | Grays Harbor | 1700 | Vehicle Storage Facilities - 740 | DEL 21-0048 | 2021-06-15 | 2026-06-14 | 2027 | 36000 | No | 42052 | 36000 |  |  |  | Renew |  |  | 36000 | 36000 | [6 empty] | 36000 | 36000 | [6 empty] | 36000 | 36000 | [6 empty] | 37634.4 | 37634.4 | [6 empty] | 37634.4 | 37634.4 | [5 empty] | No | No | Non-exclusive use lease in fire district owned fire station
A03500 | 490 | DNR | Natural Resources and Recreation | Arlington WC | 208 West Ave | Arlington | Snohomish | 1060 | Office - Field - 314 | SRL 22-0043 | 2022-04-01 | 2027-03-31 | 2027 | 14988 | No | 18761.6 | 17561.45 |  |  |  | Renew |  |  | 17561.45 | 17561.45 | [6 empty] | 17561.45 | 17561.45 | [6 empty] | 17561.45 | 17561.45 | [6 empty] | 20463.3065 | 20463.3065 | [6 empty] | 20463.3065 | 20463.3065 | [5 empty] | no | no | Renewal with CPI tool applied
A26943 | 490 | DNR | Natural Resources and Recreation | Kulshan Fire Station | 2308 E. Smith Rd | Bellingham | Whatcom | 2685 | Other - Facility - 590 | DEL 22-0018 | 2022-05-01 | 2027-04-30 | 2027 | 24600 | No | 34158.6 | 29458 |  |  |  | Renew |  |  | 29458 | 29458 | [6 empty] | 29458 | 29458 | [6 empty] | 29458 | 29458 | [6 empty] | 36182.1754 | 36182.1754 | [6 empty] | 36182.1754 | 36182.1754 | [5 empty] | no | no | Renewal with CPI tool applied
A26635 | 490 | DNR | Natural Resources and Recreation |  | 2377 Appleside Blvd | Clarkston | Asotin | 1180 | Other - Facility - 590 | 93-101881 | 2021-03-22 | 2026-01-31 | 2026 | 17700 | No | 21900.8 | 17721 |  |  |  | Renew |  |  | 17721 | 17721 | [6 empty] | 17721 | 17721 | [6 empty] | 22002.5708 | 22002.5708 | [6 empty] | 22002.5708 | 22002.5708 | [6 empty] | 22002.5708 | 22002.5708 | [5 empty] | no | no
A25329 | 490 | DNR | Natural Resources and Recreation | Dallesport Aviation FOB | 45 Airport Way | Dallesport | Klickitat | 1800 | Other - Facility - 590 | DEL 22-0043 | 2022-10-01 | 2027-09-30 | 2028 | 31071.6 | No | 37479.6 | 31072 |  |  |  | No Action |  |  | 31072 | 31072 | [6 empty] | 32625.24 | 32625.24 | [6 empty] | 34256.52 | 34256.52 | [6 empty] | 35969.4 | 35969.4 | [6 empty] | 36759.6477 | 36759.6477 | [5 empty] | No | no | Includes apron space
A25378 | 490 | DNR | Natural Resources and Recreation | Dayton Fire Station | 111 Patit Road | Dayton | Columbia | 2284 | Vehicle Storage Facilities - 740 | DEL 22-0089 | 2023-04-01 | 2027-12-31 | 2028 | 14400 | No | 22531.04 | 14470 |  |  |  | New Space |  |  | 14470 | 14470 | [6 empty] | 14500 | 14500 |  |  |  |  | 13000 |  | 91936 | 91936 | [6 empty] | 91936 | 91936 | [6 empty] | 91936 | 91936 | [5 empty] | No | No | Lease cost figure based on OFM lease table; actual costs expected at 40%
A25306 | 490 | DNR | Natural Resources and Recreation | Deer Park Aerial Firefighting Base | 1310 North Cedar Rd | Deer Park | Spokane | 1440 | Other - Facility - 590 | 10750B | 2016-05-23 | 2023-06-30 | 2024 | 16620 | No | 21746.4 |  |  |  |  | No Action |  |  |  | 0 | [7 empty] | 0 | [7 empty] | 0 | [7 empty] | 0 | [7 empty] | 0 | [7 empty] | Not a facility - land lease and rented mobile trailer (as equipment).
A25477 | 490 | DNR | Natural Resources and Recreation |  | 5552 Industry Ln | East Wenatchee | Douglas | 6531 | Vehicle Storage Facilities - 740 | DEL 21-0097 | 2022-01-15 | 2027-01-14 | 2027 | 191634 | No | 214884.36 | 204634 |  |  |  | Renew |  |  | 204634 | 204634 | [6 empty] | 210424 | 210424 | [6 empty] | 216335.52 | 216335.52 | [6 empty] | 221311.237 | 221311.237 | [6 empty] | 226401.3954 | 226401.3954 | [5 empty] | No |  | Lease includes annual point increases; assume same rate at renewal
A27002 | 490 | DNR | Natural Resources and Recreation |  | 15132 Tiger Mountain Rd SE | Issaquah | King | 1979 | Other - Facility - 590 | DEL 22-0076 | 2023-05-01 | 2028-04-30 | 2028 | 29685 | No | 36730.24 | 36730.24 |  |  |  | No Action |  |  | 36730.24 | 36730.24 | [6 empty] | 36730 | 36730 | [6 empty] | 36730 | 36730 | [6 empty] | 36730 | 36730 | [6 empty] | 41343.6553 | 41343.6553 | [5 empty] | No | No
A26970 | 490 | DNR | Natural Resources and Recreation | Black Hills / Capitol Fire Station | 2600 Willamette Drive NE, Suite A | Lacey | Thurston | 6724 | Storage - General - 730 | SRL 22-0048 | 2022-11-01 | 2027-12-31 | 2028 | 112626.96 | No | 136564.4 | 136564.4 |  |  |  | No Action |  |  | 136564.4 | 136564.4 | [6 empty] | 136564 | 136564 | [6 empty] | 136564 | 136564 | [6 empty] | 136564 | 136564 | [6 empty] | 150412.9552 | 150412.9552 | [5 empty] | No | No
A06955 | 490 | DNR | Natural Resources and Recreation | Aq Workcenter | 2907 Pioneer Rd | Long Beach | Pacific | 1790 | Storage - General - 730 | SRL 21-0088 | 2022-07-01 | 2027-06-30 | 2028 | 11220 | No | 17592.4 | 11220 |  |  |  | New Space |  |  | 11220 | 11220 | [6 empty] | 11220 | 11220 | [6 empty] | 11220 | 11220 | [6 empty] | 11220 | 11220 | [6 empty] | 0 | 0 | [5 empty] | No | No | Lease is full service; Close at end of lease.
A09623 | 490 | DNR | Natural Resources and Recreation | Mineral WC | 2510 SR 7 | Mineral | Lewis | 2400 | Office - Field - 314 | DEL 21-0125 | 2021-03-01 | 2026-02-28 | 2026 | 16800 | No | 25344 | 25344 |  |  |  | New Space |  |  | 25344 | 25344 | [6 empty] | 25344 | 25344 | [6 empty] | 31467.3638 | 31467.3638 | [6 empty] | 31467.3638 | 31467.3638 | [6 empty] | 31467.3638 | 31467.3638 | [5 empty] | Yes | Yes | Predesign/acquisition funded 23-25; no site selected at this time
A25500 | 490 | DNR | Natural Resources and Recreation | Mount Vernon HELETAC FOB | 16822 W Big Lake Blvd | Mount Vernon | Skagit | 2500 | Sleeping Room, Apartments, House - 900 | 93-106271 | 2024-05-01 | 2024-10-31 | 2025 | 26400 | No | 35300 | 13200 |  |  |  | Renew |  |  | 13200 | 13200 | [6 empty] | 14400 | 14400 | [6 empty] | 15600 | 15600 | [6 empty] | 16800 | 16800 | [6 empty] | 18000 | 18000 | [5 empty] | No | No | Lease is full service, 6 months per year (fire season only).
A02623 | 490 | DNR | Natural Resources and Recreation | North Bend WC | 902 SE North Bend Way Rd SE | North Bend | King | 2215 | Office - Field - 314 | SNO1072 | 2021-09-01 | 2026-08-31 | 2027 | 30000 | No | 37885.4 | 39878.9 |  |  |  | Renew |  |  | 39878.9 | 39878.9 | [6 empty] | 39878.9 | 39878.9 | [6 empty] | 39879 | 39879 | [6 empty] | 39879 | 39879 | [6 empty] | 39879 | 39879 | [5 empty] | No | No | Granger Thye Agreement; do not expect increase at renewal in '26
A27005 | 490 | DNR | Natural Resources and Recreation | Station 88 | 43204 SE 172nd St | North Bend | King | 3474 | Other - Facility - 590 | DEL 22-0075 | 2023-05-01 | 2028-04-30 | 2028 | 52110 | No | 64477.44 | 65500 |  |  |  | No Action |  |  | 65500 | 65500 | [6 empty] | 64477.44 | 64477.44 | [6 empty] | 70106.76 | 70106.76 | [6 empty] | 70106.76 | 70106.76 | [6 empty] | 88733.8711 | 88733.8711 | [5 empty] | No | No | Lease increases in '26
A21018 | 490 | DNR | Natural Resources and Recreation | Blue Mtn Dive Center | 9148, 9206 and 9214A Blue Mountain Ln SW | Olympia | Thurston | 11916 | Vehicle Storage Facilities - 740 | SRL 23-0022 | 2023-04-01 | 2028-03-31 | 2028 | 142992 | No | 185412.96 | 185413 |  |  |  | No Action |  |  | 185413 | 185413 | [6 empty] | 188391.96 | 188391.96 | [6 empty] | 188391.96 | 188391.96 | [6 empty] | 188391.96 | 188391.96 | [6 empty] | 188391.96 | 188391.96 | [5 empty] | No | No | Lease increase May '24
A06172 | 490 | DNR | Natural Resources and Recreation | Omak WC | 102 J Omak Airport Rd | Omak | Okanogan | 4896 | Shop - 720 | DEL 20-0027 | 2020-05-16 | 2025-05-15 | 2025 | 28200 | No | 45629.76 | 45500 |  |  |  | New Space | 1 |  | 45500 | 45500 | [6 empty] | 45500 | 45500 | [6 empty] | 53245.974 | 53245.974 | [6 empty] | 53245.974 | 53245.974 | [6 empty] | 53245.974 | 53245.974 | [5 empty] | Yes | Yes | Planned construction '25-27 of new site to eliminate this and 3 other leases
A20351 | 490 | DNR | Natural Resources and Recreation | Omak WC #2 | 103 J Omak Airport Rd | Omak | Okanogan | 585 | Office - Field - 314 | DEL 19-0031 | 2019-06-01 | 2024-05-31 | 2024 | 13800 | No | 15882.6 | 19114.05 |  |  |  | New Space | 1 |  | 19114.05 | 19114.05 | [6 empty] | 19114.05 | 19114.05 | [6 empty] | 19114.05 | 19114.05 | [6 empty] | 19114.05 | 19114.05 | [6 empty] | 19114.05 | 19114.05 | [5 empty] | Yes | Yes | Columns K-thru Q require update by OFM per current FPMT data
A26868 | 490 | DNR | Natural Resources and Recreation |  | 913 Koala Ave | Omak | Okanogan | 600 | Vehicle Storage Facilities - 740 | 93-097944 | 2018-10-01 | 2024-04-30 | 2024 | 1050 | No | 3186 | 2100 |  |  |  | New Space | 1 |  | 2100 | 2100 | [6 empty] | 2100 | 2100 | [6 empty] | 2100 | 2100 | [6 empty] | 2100 | 2100 | [6 empty] | 2100 | 2100 | [5 empty] | Yes | Yes | Columns K-thru Q require update by OFM per current FPMT data
A26986 | 490 | DNR | Natural Resources and Recreation | Camp Desautel | 210 Desautel Access Rd | Omak | Okanogan | 3000 | Sleeping Room, Apartments, House - 900 | 93-106362 | 2024-06-01 | 2024-09-30 | 2025 | 106140 | No | 116820 | 35380 |  |  |  | New Space | 1 |  | 35380 | 35380 | [6 empty] | 36122.2724 | 36122.2724 | [6 empty] | 36880.1177 | 36880.1177 | [6 empty] | 37653.8625 | 37653.8625 | [6 empty] | 38443.8406 | 38443.8406 | [5 empty] | Yes | Yes | 4 month lease each year during fire season
A26603 | 490 | DNR | Natural Resources and Recreation |  | 19207 Patterson Rd E | Orting | Pierce | 1600 | Vehicle Storage Facilities - 740 | DEL 20-0076 | 2020-12-01 | 2025-11-30 | 2026 | 18000 | No | 23696 | 23696 |  |  |  | Renew |  |  | 23696 | 23696 | [6 empty] | 23696 | 23696 | [6 empty] | 30095.5787 | 30095.5787 | [6 empty] | 30095.5787 | 30095.5787 | [6 empty] | 38223.4917 | 38223.4917 | [5 empty] | no | no
A21330 | 490 | DNR | Natural Resources and Recreation | Pasco Work Center | 2407 N Commercial Ave | Pasco | Franklin | 3809 | Office - Field - 314 | SRL 21-0077 | 2021-09-01 | 2026-08-31 | 2027 | 33288.24 | No | 46848.28 | 36288.24 |  |  |  | New Space |  |  | 36288.24 | 36288.24 | [6 empty] | 36288.24 | 36288.24 | [6 empty] | 36288.24 | 36288.24 | [6 empty] | 36288.24 | 36288.24 | [6 empty] | 36288.24 | 36288.24 | [5 empty] | no | no | Move to owned location in Pasco at end of current lease
A25686 | 490 | DNR | Natural Resources and Recreation | NW Region HQ Annex | 632 Sunset Park Dr | Sedro-Woolley | Skagit | 3155 | Office - Field - 314 | SRL 19-0035 | 2019-07-01 | 2024-06-30 | 2025 | 43560 | No | 54791.8 | 51774 |  |  |  | New Space |  |  | 51774 | 51774 | [6 empty] | 51774 | 51774 | [6 empty] | 51774 | 51774 | [6 empty] | 51774 | 51774 | [6 empty] | 51774 | 51774 | [5 empty] | Yes | Yes | Columns K-thru Q require update by OFM per current FPMT data
A25716 | 490 | DNR | Natural Resources and Recreation | North Mountain Communications Site | 6006 W SIMPSON 805 RD | Shelton | Mason | 100 | It And Communications - 710 | Com Site DNR File Number SP5501 | 2021-01-01 | 2024-12-31 | 2025 | 4450.08 | No | 4806.08 |  |  |  |  | No Action |  |  |  | 0 | [7 empty] | 0 | [7 empty] | 0 | [7 empty] | 0 | [7 empty] | 0 | [7 empty] | Lease status unknow at this time - Radio Program has all files
A27117 | 490 | DNR | Natural Resources and Recreation |  | 2525 N Cincinnati St | Spokane | Spokane | 10822 | Vehicle Storage Facilities - 740 | SRL 22-0127 | 2024-03-01 | 2029-02-28 | 2029 | 126400.92 | No | 164927.24 | 142850.44 |  |  |  | No Action |  |  | 142850.44 | 142850.44 | [6 empty] | 142850.44 | 142850.44 | [6 empty] | 142850.44 | 142850.44 | [6 empty] | 142850.44 | 142850.44 | [6 empty] | 142850.44 | 142850.44 | [5 empty] | no | no | modified table rate costs
A27118 | 490 | DNR | Natural Resources and Recreation |  | 950 Pacific Ave | Tacoma | Pierce | 1535 | Office - Field - 314 | SRL 24-0009 | 2024-03-01 | 2029-02-28 | 2029 | 50690.76 | Yes | 50690.76 | 50691 |  |  |  | No Action |  |  | 50691 | 50691 | [6 empty] | 50690.76 | 50690.76 | [6 empty] | 50690.76 | 50690.76 | [6 empty] | 50690.76 | 50690.76 | [6 empty] | 50690.76 | 50690.76 | [5 empty] | no | no
A27067 | 490 | DNR | Natural Resources and Recreation |  | 880 Tucker Road | Toledo | Lewis | 1600 | Sleeping Room, Apartments, House - 900 | DEL 23-0079 | 2023-10-01 | 2024-09-30 | 2025 | 15399.96 | No | 21095.96 | 15400 |  |  |  | Renew |  |  | 15400 | 15400 | [6 empty] | 16500 | 16500 | [6 empty] | 16846.17 | 16846.17 | [6 empty] | 17199.6026 | 17199.6026 | [6 empty] | 17560.4503 | 17560.4503 | [5 empty] | no | no | Annual lease documents and renewals.
A10049 | 490 | DNR | Natural Resources and Recreation | Oly Airport | 7849 Old Highway 99 SE | Tumwater | Thurston | 12000 | Vehicle Storage Facilities - 740 | DEL 21-0068 | 2021-11-01 | 2026-10-31 | 2027 | 117612 | No | 160332 | 131172 |  |  |  | Renew |  |  | 131172 | 131172 | [6 empty] | 133923.9886 | 133923.9886 | [6 empty] | 136733.7138 | 136733.7138 | [6 empty] | 139602.3872 | 139602.3872 | [6 empty] | 142531.2452 | 142531.2452 | [5 empty] | No | No | Lease increases per CPI annually.
A25481 | 490 | DNR | Natural Resources and Recreation | Olympia HELETAC FOB | 7825 Old Highway 99 SE | Tumwater | Thurston | 360 | Sleeping Room, Apartments, House - 900 | DEL 22-0090 | 2023-07-01 | 2028-06-30 | 2029 | 19200 | No | 20481.6 | 19200 |  |  |  | No Action |  |  | 19200 | 19200 | [6 empty] | 19200 | 19200 | [6 empty] | 19200 | 19200 | [6 empty] | 19200 | 19200 | [6 empty] | 21611.712 | 21611.712 | [5 empty] | No | No | Lease is full service
A26794 | 490 | DNR | Natural Resources and Recreation |  | 7511 Terminal St SW | Tumwater | Thurston | 11698 | Other - Facility - 590 | DEL 20-0091 | 2021-07-01 | 2026-06-30 | 2027 | 151974.36 | No | 193619.24 | 168585.36 |  |  |  | Renew |  |  | 168585.36 | 168585.36 | [6 empty] | 173144.64 | 173144.64 | [6 empty] | 177840.6 | 177840.6 | [6 empty] | 181793.9965 | 181793.9965 | [6 empty] | 185788.0106 | 185788.0106 | [5 empty] | No | No
A26989 | 490 | DNR | Natural Resources and Recreation |  | 7515 Terminal Drive SW | Tumwater | Thurston | 9793 | Office - Field - 314 | SRL 23-0002 | 2023-04-01 | 2028-03-31 | 2028 | 215445.96 | No | 250309.04 | 252481.48 |  |  |  | Renew |  |  | 252481.48 | 252481.48 | [6 empty] | 252481.48 | 252481.48 | [6 empty] | 252481.48 | 252481.48 | [6 empty] | 252481.48 | 252481.48 | [6 empty] | 252481.48 | 252481.48 | [5 empty] | no | no
A26966 | 490 | DNR | Natural Resources and Recreation | Twisp Fire Station | 1321 A Konrad Loop Road | Twisp | Okanogan | 2504 | Vehicle Storage Facilities - 740 | DEL 22-0074 | 2022-11-01 | 2027-10-31 | 2028 | 30000 | No | 38914.24 | 39183 |  |  |  | Renew |  |  | 39183 | 39183 | [6 empty] | 39183 | 39183 | [6 empty] | 39183 | 39183 | [6 empty] | 39183 | 39183 | [6 empty] | 44141.1 | 44141.1 | [5 empty] | no | No
A25713 | 490 | DNR | Natural Resources and Recreation | Camp Bonneville Helitack FOB | 23201 NE Pluss Rd | Vancouver | Clark | 1200 | Sleeping Room, Apartments, House - 900 | 93-106272 | 2024-05-01 | 2024-10-31 | 2025 | 12000 | No | 16272 | 5200 |  |  |  | Renew |  |  | 5200 | 5200 | [6 empty] | 5200 | 5200 | [6 empty] | 5200 | 5200 | [6 empty] | 5200 | 5200 | [6 empty] | 5200 | 5200 | [5 empty] | No | No | Lease is 6 month of year during fire season; annual renewals
A25688 | 490 | DNR | Natural Resources and Recreation |  | 3516 West Washington Avenue | Yakima | Yakima | 4132 | Other - Facility - 590 | DEL24-0022 | 2024-05-01 | 2029-04-30 | 2029 | 32940 | No | 47649.92 | 36400 |  |  |  | Renew |  |  | 36400 | 36400 | [6 empty] | 36400 | 36400 | [6 empty] | 36400 | 36400 | [6 empty] | 36400 | 36400 | [6 empty] | 36400 | 36400 | [5 empty] | No | No
A26018 | 490 | DNR | Natural Resources and Recreation |  | 2808 W Washington Ave | Yakima | Yakima | 3000 | Storage - General - 730 | 93-100160 | 2020-01-01 | 2025-12-31 | 2026 | 9000 | No | 19680 | 10200 |  |  |  | Renew |  |  | 10200 | 10200 | [6 empty] | 10200 | 10200 | [6 empty] | 12954.714 | 12954.714 | [6 empty] | 12954.714 | 12954.714 | [6 empty] | 12954.714 | 12954.714 | [5 empty] | No | No | Unconditioned Storage
A26980 | 490 | DNR | Natural Resources and Recreation |  | 3210 W Washington | Yakima | Yakima | 4200 | Other - Facility - 590 | DEL 22-0073 | 2023-04-01 | 2028-03-31 | 2028 | 36000 | No | 50952 | 39612 |  |  |  | Renew |  |  | 39612 | 39612 | [6 empty] | 39612 | 39612 | [6 empty] | 39612 | 39612 | [6 empty] | 39612 | 39612 | [6 empty] | 44587.6633 | 44587.6633 | [5 empty] | No | No | Conditioned Aircraft Storage
A27127 | 490 | DNR | Natural Resources and Recreation |  | 3600 W Washington Ave | Yakima | Yakima | 2975 | Other - Facility - 590 | DEL 24-0007 | 2024-05-01 | 2029-04-30 | 2029 | 24000 | No | 34591 | 26469.25 |  |  |  | Renew |  |  | 26469.25 | 26469.25 | [6 empty] | 26469.25 | 26469.25 | [6 empty] | 26469.25 | 26469.25 | [6 empty] | 26469.25 | 26469.25 | [6 empty] | 26469.25 | 26469.25 | [5 empty] | no | no | Conditioned Aircraft Storage
[8 empty] | 135242 | [5 empty] | 1857999.84 |  | 2333996.76 |  | 0 | 0 | 0 |  |  | 0 | 2016063.81 | 2016063.81 | 0 | 0 | 0 | 0 | 0 | 0 | 2035746.111 | 2035746.111 | 0 | 0 | 0 | 0 | 13000 | 0 | 2163469.2329 | 2163469.2329 | 0 | 0 | 0 | 0 | 0 | 0 | 2190567.5091 | 2190567.5091 | 0 | 0 | 0 | 0 | 0 | 0 | 2252064.7231 | 2252064.7231 | 0 | 0 | 0 | 0 | 0
_____MODIFICATION TABLE _____ | [34 empty] | _____MODIFICATION TABLE _____ | [15 empty] | _____MODIFICATION TABLE _____
New or Added Facility not listed in the above inventory | [15 empty] | Annual Facility Cost |  |  |  |  | Planned Action |  | Changes in Annual On Going Costs |  |  | Revenue | Savings |  |  | Expense | Projected Annual On Going Costs |  |  | Revenue | Savings |  |  | Expense | Projected Annual On Going Costs |  |  | Revenue | Savings |  |  | Expense | Projected Annual On Going Costs |  |  | Revenue | Savings |  |  | Expense | Projected Annual On Going Costs |  |  | Revenue | Savings |  |  | Expense
UNIQUE FACILITY ID | AGENCY NUMBER | AGENCY ACRONYM | FUNCTIONAL GROUP | AGENCY COMMON NAME | STREET ADDRESS | CITY | COUNTY | TOTAL SQUARE FEET | PRMARY SPACE TYPE | LEASE NUMBER | LEASE START DATE | LEASE END DATE | FISCAL YEAR RENEWAL DATE | TOTAL ANNUAL COST | FULL SERVICE | ANNUAL FULL SERVICE COST |  | FY 24 |  |  |  |  | FY25 | [7 empty] | FY26 | [7 empty] | FY27 | [7 empty] | FY28 | [7 empty] | FY29
[18 empty] | Leasing Savings Realized | Lease Saving Spent | Other Savings Spent - details in notes | Action type | Priority Rank | NGFO | Other | Total | Receivable Income | Leasing Savings Realized | Lease Saving Spent | Other Savings Spent - details in notes | One-Time Costs | NGFO | Other | Total | Receivable Income | Leasing Savings Realized | Lease Saving Spent | Other Savings Spent - details in notes | One-Time Costs | NGFO | Other | Total | Receivable Income | Leasing Savings Realized | Lease Saving Spent | Other Savings Spent - details in notes | One-Time Costs | NGFO | Other | Total | Receivable Income | Leasing Savings Realized | Lease Saving Spent | Other Savings Spent - details in notes | One-Time Costs | NGFO | Other | Total | Receivable Income | Leasing Savings Realized | Lease Saving Spent | Other Savings Spent - details in notes | One-Time Costs | Decision Package (Yes/No) | Capital Request (Yes/No) | Notes
| 490 | DNR | Natural Resources and Recreation | [12 empty] | 0 | [8 empty] | 0 | [7 empty] | 0 | [7 empty] | 0 | [7 empty] | 0 | [7 empty] | 0
| 490 | DNR | Natural Resources and Recreation | [12 empty] | 0 | [8 empty] | 0 | [7 empty] | 0 | [7 empty] | 0 | [7 empty] | 0 | [7 empty] | 0
| 490 | DNR | Natural Resources and Recreation | [12 empty] | 0 | [8 empty] | 0 | [7 empty] | 0 | [7 empty] | 0 | [7 empty] | 0 | [7 empty] | 0
| 490 | DNR | Natural Resources and Recreation | [12 empty] | 0 | [8 empty] | 0 | [7 empty] | 0 | [7 empty] | 0 | [7 empty] | 0 | [7 empty] | 0
| 490 | DNR | Natural Resources and Recreation | [12 empty] | 0 | [8 empty] | 0 | [7 empty] | 0 | [7 empty] | 0 | [7 empty] | 0 | [7 empty] | 0
| 490 | DNR | Natural Resources and Recreation | [12 empty] | 0 | [8 empty] | 0 | [7 empty] | 0 | [7 empty] | 0 | [7 empty] | 0 | [7 empty] | 0
| 490 | DNR | Natural Resources and Recreation | [12 empty] | 0 | [8 empty] | 0 | [7 empty] | 0 | [7 empty] | 0 | [7 empty] | 0 | [7 empty] | 0
| 490 | DNR | Natural Resources and Recreation | [12 empty] | 0 | [8 empty] | 0 | [7 empty] | 0 | [7 empty] | 0 | [7 empty] | 0 | [7 empty] | 0
| 490 | DNR | Natural Resources and Recreation | [12 empty] | 0 | [8 empty] | 0 | [7 empty] | 0 | [7 empty] | 0 | [7 empty] | 0 | [7 empty] | 0
| 490 | DNR | Natural Resources and Recreation | [12 empty] | 0 | [8 empty] | 0 | [7 empty] | 0 | [7 empty] | 0 | [7 empty] | 0 | [7 empty] | 0
| 490 | DNR | Natural Resources and Recreation | [12 empty] | 0 | [8 empty] | 0 | [7 empty] | 0 | [7 empty] | 0 | [7 empty] | 0 | [7 empty] | 0
| 490 | DNR | Natural Resources and Recreation | [12 empty] | 0 | [8 empty] | 0 | [7 empty] | 0 | [7 empty] | 0 | [7 empty] | 0 | [7 empty] | 0
| 490 | DNR | Natural Resources and Recreation | [12 empty] | 0 | [8 empty] | 0 | [7 empty] | 0 | [7 empty] | 0 | [7 empty] | 0 | [7 empty] | 0
| 490 | DNR | Natural Resources and Recreation | [12 empty] | 0 | [8 empty] | 0 | [7 empty] | 0 | [7 empty] | 0 | [7 empty] | 0 | [7 empty] | 0
[8 empty] | 0 | [5 empty] | 0 |  | 0 |  | 0 | 0 | 0 |  |  | 0 | 0 | 0 | 0 | 0 | 0 | 0 | 0 | 0 | 0 | 0 | 0 | 0 | 0 | 0 | 0 | 0 | 0 | 0 | 0 | 0 | 0 | 0 | 0 | 0 | 0 | 0 | 0 | 0 | 0 | 0 | 0 | 0 | 0 | 0 | 0 | 0 | 0 | 0 | 0

## Rec Leased Facilities
OFM Facility Cost Template |  | 490 - Department of Natural Resources
Receivable Inventory
Date Completed: | 2024-05-20
Facility Portfolio Management Tool (FPMT) Inventory Data | [15 empty] | Annual Full Service Cost | Modified |  |  |  | Planned Action |  | Changes in Annual On Going Costs |  |  | Savings |  |  | Expense | Projected Annual On Going Costs |  |  | Savings |  |  | Expense | Projected Annual On Going Costs |  |  | Savings |  |  | Expense | Projected Annual On Going Costs |  |  | Savings |  |  | Expense | Projected Annual On Going Costs |  |  | Savings |  |  | Expense
[18 empty] | FY 24 |  |  |  |  | FY25 | [6 empty] | FY26 | [6 empty] | FY27 | [6 empty] | FY28 | [6 empty] | FY29
UNIQUE FACILITY ID | AGENCY NUMBER | AGENCY ACRONYM | FUNCTIONAL GROUP | AGENCY COMMON NAME | STREET ADDRESS | CITY | COUNTY | TOTAL SQUARE FEET | PRIMARY SPACE TYPE | LEASE NUMBER | LEASE START DATE | LEASE END DATE | FISCAL YEAR | TOTAL ANNUAL COST | Full Service | Annual Full Service Cost | Annual Full Service Cost Correction | Leasing Savings Realized | Lease Saving Spent | Other Savings Spent - details in notes | Action type | Priority Rank | NGFO | Other | Total | Leasing Savings Realized | Lease Saving Spent | Other Savings Spent - details in notes | One-Time Costs | NGFO | Other | Total | Leasing Savings Realized | Lease Saving Spent | Other Savings Spent - details in notes | One-Time Costs | NGFO | Other | Total | Leasing Savings Realized | Lease Saving Spent | Other Savings Spent - details in notes | One-Time Costs | NGFO | Other | Total | Leasing Savings Realized | Lease Saving Spent | Other Savings Spent - details in notes | One-Time Costs | NGFO | Other | Total | Leasing Savings Realized | Lease Saving Spent | Other Savings Spent - details in notes | One-Time Costs | Decision Package (Yes/No) | Capital Request (Yes/No) | Notes
A21437 | 490 | DNR | Natural Resources and Recreation |  | 601 E 10th Avenue | Ellensburg | Kittitas | 280 | Office - General - 310 | 14432 | 2019-05-01 | 2024-06-30 | 2025 | 0 | No | 996.8 | 0 |  |  |  | Renew |  |  | 0 | 0 | [5 empty] | 0 | 0 | [5 empty] | 0 | 0 | [5 empty] | 0 | 0 | [5 empty] | 0 | 0 |  |  |  |  | no | no | no cost space for consultation agreement; no operating costs
A02641 | 490 | DNR | Natural Resources and Recreation | NRB | 1111 Washington St SE | Olympia | Thurston | 153042 | Office - General - 310 | OA 23-0017 DNR | 2023-07-01 | 2025-06-30 | 2026 | 1537956 | No | 2082785.52 | 1537956 |  |  |  | Renew |  |  | 1537956 | 1537956 | [5 empty] | 1537956 | 1537956 | [5 empty] | 1618329.5806 | 1618329.5806 | [5 empty] | 1618329.5806 | 1618329.5806 | [5 empty] | 1690652.7295 | 1690652.7295 |  |  |  |  | no | no | user agreement from DES is full service
A09775 | 490 | DNR | Natural Resources and Recreation | Spokane Aquatic Work Center | 4601 N Monroe St | Spokane | Spokane | 835 | Office - General - 310 | IA-2023-004 | 2023-07-01 | 2025-06-30 | 2026 | 3202.56 | No | 6175.16 | 3202.56 |  |  |  | Renew |  |  | 3202.56 | 3202.56 | [5 empty] | 3202.56 | 3202.56 | [5 empty] | 3345.17 | 3345.17 | [5 empty] | 3494.1304 | 3494.1304 | [5 empty] | 3650.2831 | 3650.2831 |  |  |  |  | no | no | IAA is full service
[8 empty] | 154157 | [5 empty] | 1541158.56 |  | 2089957.48 |  | 0 | 0 | 0 |  |  | 0 | 1541158.56 | 1541158.56 | 0 | 0 | 0 | 0 | 0 | 1541158.56 | 1541158.56 | 0 | 0 | 0 | 0 | 0 | 1621674.7506 | 1621674.7506 | 0 | 0 | 0 | 0 | 0 | 1621823.711 | 1621823.711 | 0 | 0 | 0 | 0 | 0 | 1694303.0126 | 1694303.0126 | 0 | 0 | 0 | 0
_____MODIFICATION TABLE _____ | [29 empty] | _____MODIFICATION TABLE _____ | [13 empty] | _____MODIFICATION TABLE _____ | [13 empty] | _____MODIFICATION TABLE _____
New or Added Facility not listed in the above inventory | [15 empty] | Annual Full Service Cost |  |  |  |  | Planned Action |  | Changes in Annual On Going Costs |  |  | Savings |  |  | Expense | Projected Annual On Going Costs |  |  | Savings |  |  | Expense | Projected Annual On Going Costs |  |  | Savings |  |  | Expense | Projected Annual On Going Costs |  |  | Savings |  |  | Expense | Projected Annual On Going Costs |  |  | Savings |  |  | Expense
[18 empty] | FY 24 |  |  |  |  | FY25 | [6 empty] | FY26 | [6 empty] | FY27 | [6 empty] | FY28 | [6 empty] | FY29
UNIQUE FACILITY ID | AGENCY NUMBER | AGENCY ACRONYM | FUNCTIONAL GROUP | AGENCY COMMON NAME | STREET ADDRESS | CITY | COUNTY | TOTAL SQUARE FEET | PRIMARY SPACE TYPE | LEASE NUMBER | LEASE START DATE | LEASE END DATE | FISCAL YEAR | TOTAL ANNUAL COST | Full Service | Annual Full Service Cost |  | Leasing Savings Realized | Lease Saving Spent | Other Savings Spent - details in notes | Action type | Priority Rank | NGFO | Other | Total | Leasing Savings Realized | Lease Saving Spent | Other Savings Spent - details in notes | One-Time Costs | NGFO | Other | Total | Leasing Savings Realized | Lease Saving Spent | Other Savings Spent - details in notes | One-Time Costs | NGFO | Other | Total | Leasing Savings Realized | Lease Saving Spent | Other Savings Spent - details in notes | One-Time Costs | NGFO | Other | Total | Leasing Savings Realized | Lease Saving Spent | Other Savings Spent - details in notes | One-Time Costs | NGFO | Other | Total | Leasing Savings Realized | Lease Saving Spent | Other Savings Spent - details in notes | One-Time Costs | Decision Package (Yes/No) | Capital Request (Yes/No) | Notes
| 490 | DNR | Natural Resources and Recreation | [12 empty] | 0 | [8 empty] | 0 | [6 empty] | 0 | [6 empty] | 0 | [6 empty] | 0 | [6 empty] | 0
| 490 | DNR | Natural Resources and Recreation | [12 empty] | 0 | [8 empty] | 0 | [6 empty] | 0 | [6 empty] | 0 | [6 empty] | 0 | [6 empty] | 0
| 490 | DNR | Natural Resources and Recreation | [12 empty] | 0 | [8 empty] | 0 | [6 empty] | 0 | [6 empty] | 0 | [6 empty] | 0 | [6 empty] | 0
| 490 | DNR | Natural Resources and Recreation | [12 empty] | 0 | [8 empty] | 0 | [6 empty] | 0 | [6 empty] | 0 | [6 empty] | 0 | [6 empty] | 0
| 490 | DNR | Natural Resources and Recreation | [12 empty] | 0 | [8 empty] | 0 | [6 empty] | 0 | [6 empty] | 0 | [6 empty] | 0 | [6 empty] | 0
| 490 | DNR | Natural Resources and Recreation | [12 empty] | 0 | [8 empty] | 0 | [6 empty] | 0 | [6 empty] | 0 | [6 empty] | 0 | [6 empty] | 0
| 490 | DNR | Natural Resources and Recreation | [12 empty] | 0 | [8 empty] | 0 | [6 empty] | 0 | [6 empty] | 0 | [6 empty] | 0 | [6 empty] | 0
| 490 | DNR | Natural Resources and Recreation | [12 empty] | 0 | [8 empty] | 0 | [6 empty] | 0 | [6 empty] | 0 | [6 empty] | 0 | [6 empty] | 0
| 490 | DNR | Natural Resources and Recreation | [12 empty] | 0 | [8 empty] | 0 | [6 empty] | 0 | [6 empty] | 0 | [6 empty] | 0 | [6 empty] | 0
| 490 | DNR | Natural Resources and Recreation | [12 empty] | 0 | [8 empty] | 0 | [6 empty] | 0 | [6 empty] | 0 | [6 empty] | 0 | [6 empty] | 0
| 490 | DNR | Natural Resources and Recreation | [12 empty] | 0 | [8 empty] | 0 | [6 empty] | 0 | [6 empty] | 0 | [6 empty] | 0 | [6 empty] | 0
| 490 | DNR | Natural Resources and Recreation | [12 empty] | 0 | [8 empty] | 0 | [6 empty] | 0 | [6 empty] | 0 | [6 empty] | 0 | [6 empty] | 0
| 490 | DNR | Natural Resources and Recreation | [12 empty] | 0 | [8 empty] | 0 | [6 empty] | 0 | [6 empty] | 0 | [6 empty] | 0 | [6 empty] | 0
| 490 | DNR | Natural Resources and Recreation | [12 empty] | 0 | [8 empty] | 0 | [6 empty] | 0 | [6 empty] | 0 | [6 empty] | 0 | [6 empty] | 0
[8 empty] | 0 | [5 empty] | 0 |  | 0 |  | 0 | 0 | 0 |  |  | 0 | 0 | 0 | 0 | 0 | 0 | 0 | 0 | 0 | 0 | 0 | 0 | 0 | 0 | 0 | 0 | 0 | 0 | 0 | 0 | 0 | 0 | 0 | 0 | 0 | 0 | 0 | 0 | 0 | 0 | 0 | 0 | 0 | 0 | 0

## Owned Facilities
OFM Facility Cost Template |  | 490 - Department of Natural Resources
Owned Inventory
Date Completed: | 2024-05-20
Facility Portfolio Management Tool (FPMT) Inventory Data | [10 empty] | Modified |  |  |  | Planned Action |  | Changes in Annual On Going Costs |  |  | Revenue | Savings |  |  | Expense | Projected Annual On Going Costs |  |  | Revenue | Savings |  |  | Expense | Projected Annual On Going Costs |  |  | Revenue | Savings |  |  | Expense | Projected Annual On Going Costs |  |  | Revenue | Savings |  |  | Expense | Projected Annual On Going Costs |  |  | Revenue | Savings |  |  | Expense
[12 empty] | FY 24 |  |  |  |  | FY25 | [7 empty] | FY26 | [7 empty] | FY27 | [7 empty] | FY28 | [7 empty] | FY29
UNIQUE FACILITY NUMBER | AGENCY NUMBER | AGENCY ACRONYM | FUNCTIONAL GROUP | AGENCY COMMON NAME | STREET ADDRESS | CITY | COUNTY | TOTAL SQUARE FEET | PRIMARY SPACE TYPE | ANNUAL OPERATING COSTS +debt service | Annual Operating Costs Correction +debt service | Leasing Savings Realized | Lease Saving Spent | Other Savings Spent - details in notes | Action type | Priority Rank | NGFO | Other | Total | Receivable Income | Leasing Savings Realized | Lease Saving Spent | Other Savings Spent - details in notes | One-Time Costs | NGFO | Other | Total | Receivable Income | Leasing Savings Realized | Lease Saving Spent | Other Savings Spent - details in notes | One-Time Costs | NGFO | Other | Total | Receivable Income | Leasing Savings Realized | Lease Saving Spent | Other Savings Spent - details in notes | One-Time Costs | NGFO | Other | Total | Receivable Income | Leasing Savings Realized | Lease Saving Spent | Other Savings Spent - details in notes | One-Time Costs | NGFO | Other | Total | Receivable Income | Leasing Savings Realized | Lease Saving Spent | Other Savings Spent - details in notes | One-Time Costs | Decision Package (Yes/No) | Capital Request (Yes/No) | Notes
A00019 | 490 | DNR | Natural Resources and Recreation | Old Cookhouse | 9571 North Fork Ahtanum Rd | Ahtanum | Yakima | 910 | Office - Field - 314 | 8335.6 | 7061 |  |  |  | No Action |  |  | 7061 | 7061 | [6 empty] | 7061 | 7061 | [6 empty] | 7061 | 7061 | [6 empty] | 7061 | 7061 | [6 empty] | 7061 | 7061 | [5 empty] | no | no | no janitorial - well service and septic system - modified table costs
A00073 | 490 | DNR | Natural Resources and Recreation | Pump House | 9571 North Fork Ahtanum Rd | Ahtanum | Yakima | 96 | Mechanical - 30 | 879.36 | 344 |  |  |  | No Action |  |  | 344 | 344 | [6 empty] | 344 | 344 | [6 empty] | 344 | 344 | [6 empty] | 344 | 344 | [6 empty] | 344 | 344 | [5 empty] | no | no | well house - modified table costs
A00449 | 490 | DNR | Natural Resources and Recreation | Residence Garage | 9571 North Fork Ahtanum Rd | Ahtanum | Yakima | 720 | Vehicle Storage Facilities - 740 | 6595.2 | 2578 |  |  |  | No Action |  |  | 2578 | 2578 | [6 empty] | 2578 | 2578 | [6 empty] | 2578 | 2578 | [6 empty] | 2578 | 2578 | [6 empty] | 2578 | 2578 | [5 empty] | no | no | unconditioned garage - modified table costs
A01006 | 490 | DNR | Natural Resources and Recreation | Wood Shed | 9571 North Fork Ahtanum Rd | Ahtanum | Yakima | 196 | Storage - General - 730 | 1795.36 | 702 |  |  |  | No Action |  |  | 702 | 702 | [6 empty] | 702 | 702 | [6 empty] | 702 | 702 | [6 empty] | 702 | 702 | [6 empty] | 702 | 702 | [5 empty] | no | no | unconditioned shed - modified table costs
A02446 | 490 | DNR | Natural Resources and Recreation | Storage House | 9571 North Fork Ahtanum Rd | Ahtanum | Yakima | 120 | Storage - General - 730 | 1099.2 | 430 |  |  |  | No Action |  |  | 430 | 430 | [6 empty] | 430 | 430 | [6 empty] | 430 | 430 | [6 empty] | 430 | 430 | [6 empty] | 430 | 430 | [5 empty] | no | no | unconditioned Bldg. - modified table costs
A03499 | 490 | DNR | Natural Resources and Recreation | Garage | 9571 North Fork Ahtanum Rd | Ahtanum | Yakima | 551 | Vehicle Storage Facilities - 740 | 5047.16 | 1973 |  |  |  | No Action |  |  | 1973 | 1973 | [6 empty] | 1973 | 1973 | [6 empty] | 1973 | 1973 | [6 empty] | 1973 | 1973 | [6 empty] | 1973 | 1973 | [5 empty] | no | no | unconditioned Bldg. - modified table costs
A03574 | 490 | DNR | Natural Resources and Recreation | Old Barracks | 9571 North Fork Ahtanum Rd | Ahtanum | Yakima | 1056 | Storage - General - 730 | 9672.96 | 3574 |  |  |  | No Action |  |  | 3574 | 3574 | [6 empty] | 3574 | 3574 | [6 empty] | 3574 | 3574 | [6 empty] | 3574 | 3574 | [6 empty] | 3574 | 3574 | [5 empty] | no | no | conditioned storage - modified table costs
A04231 | 490 | DNR | Natural Resources and Recreation | Residence | 9571 North Fork Ahtanum Rd | Ahtanum | Yakima | 3386 | Sleeping Room, Apartments, House - 900 | 31015.76 | 1000 |  |  |  | No Action |  |  | 1000 | 1000 |  |  |  |  | 426000 |  | 1000 | 1000 | [6 empty] | 1000 | 1000 | [6 empty] | 1000 | 1000 | [6 empty] | 1000 | 1000 | [5 empty] | no | no | Building is not habitable and not in service. Cost to repair exceed value or requirements. Structure is a likely future demolition candidate. 23-25 Predesign for site to determine future viability/move due archaeological and historical issues with site.
A04353 | 490 | DNR | Natural Resources and Recreation | Crew Quarters | 9571 North Fork Ahtanum Rd | Ahtanum | Yakima | 1188 | Sleeping Room, Apartments, House - 900 | 10882.08 | 8352 |  |  |  | No Action |  |  | 8352 | 8352 | [6 empty] | 8352 | 8352 | [6 empty] | 8352 | 8352 | [6 empty] | 8352 | 8352 | [6 empty] | 8352 | 8352 | [5 empty] | no | no | no janitorial - well service and septic system - modified table costs. Seasonal occupation.
A04741 | 490 | DNR | Natural Resources and Recreation | Gas House | 9571 North Fork Ahtanum Rd | Ahtanum | Yakima | 304 | Storage - Hazardous Materials - 736 | 2784.64 | 1089 |  |  |  | No Action |  |  | 1089 | 1089 | [6 empty] | 1089 | 1089 | [6 empty] | 1089 | 1089 | [6 empty] | 1089 | 1089 | [6 empty] | 1089 | 1089 | [5 empty] | no | no | unconditioned Bldg. - modified table costs
A05311 | 490 | DNR | Natural Resources and Recreation | Garage & Shop | 9571 North Fork Ahtanum Rd | Ahtanum | Yakima | 2849 | Shop - 720 | 26096.84 | 20029 |  |  |  | No Action |  |  | 20029 | 20029 | [6 empty] | 20029 | 20029 |  |  |  |  | 123200 |  | 20029 | 20029 | [6 empty] | 20029 | 20029 | [6 empty] | 20029 | 20029 | [5 empty] | yes | yes | MW Preservation: structural support posts. Modified table costs.
A06972 | 490 | DNR | Natural Resources and Recreation | Bath House | 9571 North Fork Ahtanum Rd | Ahtanum | Yakima | 1188 | Public Restroom - 508 | 10882.08 | 8352 |  |  |  | Major Improvement |  |  | 8352 | 8352 | [6 empty] | 8352 | 8352 |  |  |  |  | 329175 |  | 8352 | 8352 | [6 empty] | 8352 | 8352 | [6 empty] | 8352 | 8352 | [5 empty] | yes | yes | MW Preservation: New septic system - includes Kitchen as well
A07798 | 490 | DNR | Natural Resources and Recreation | Cook House | 9571 North Fork Ahtanum Rd | Ahtanum | Yakima | 2055 | Food Facility - 630 | 18823.8 | 14466 |  |  |  | Major Improvement |  |  | 14466 | 14466 | [6 empty] | 14466 | 14466 |  |  |  |  | 446575 |  | 14466 | 14466 | [6 empty] | 14466 | 14466 | [6 empty] | 14466 | 14466 | [5 empty] | yes | yes | MW Preservation: Electrical work - affects most buildings on site.
A08550 | 490 | DNR | Natural Resources and Recreation | Crew Quarters | 9571 North Fork Ahtanum Rd | Ahtanum | Yakima | 1188 | Sleeping Room, Apartments, House - 900 | 10882.08 | 8352 |  |  |  | No Action |  |  | 8352 | 8352 | [6 empty] | 8352 | 8352 | [6 empty] | 8352 | 8352 | [6 empty] | 8352 | 8352 | [6 empty] | 8352 | 8352 | [5 empty] | no | no | no janitorial - well service and septic system - modified table costs. Seasonal occupation.
A08893 | 490 | DNR | Natural Resources and Recreation | Office | 9571 North Fork Ahtanum Rd | Ahtanum | Yakima | 470 | Vacant Unusable Space - 90 | 4305.2 | 3304 |  |  |  | No Action |  |  | 3304 | 3304 | [6 empty] | 3304 | 3304 | [6 empty] | 3304 | 3304 | [6 empty] | 3304 | 3304 | [6 empty] | 3304 | 3304 | [5 empty] | no | no | storage - modified table costs.
A25298 | 490 | DNR | Natural Resources and Recreation | Tree Phones Warming Shelter | Tree Phones Campground A-2000 Rd | Ahtanum | Yakima | 600 | Recreation - 670 | 5496 | 5500 |  |  |  | No Action |  | 5500 |  | 5500 | [5 empty] | 5720 |  | 5720 | [5 empty] | 5948.8 |  | 5948.8 | [5 empty] | 6186.752 |  | 6186.752 | [5 empty] | 6434.2221 |  | 6434.2221 | [5 empty] | No | No
A25655 | 490 | DNR | Natural Resources and Recreation | Saw Shop | 9571 N Fork Ahtanum Rd | Ahtanum | Yakima | 144 | Shop - 720 | 1319.04 | 1012 |  |  |  | No Action |  |  | 1012 | 1012 | [6 empty] | 1012 | 1012 | [6 empty] | 1012 | 1012 | [6 empty] | 1012 | 1012 | [6 empty] | 1012 | 1012 | [5 empty] | no | no | conditioned storage - modified table costs
A25704 | 490 | DNR | Natural Resources and Recreation | Sedge Ridge Communications Site | Sedge Ridge Communications Site | Ahtanum | Yakima | 128 | It And Communications - 710 | 1172.48 | 217 |  |  |  |  | 7.9 |  |  | 0 |  |  |  |  | 3785 |  |  | 0 |  |  |  |  | 5166 |  |  | 0 |  |  |  |  | 5179 |  |  | 0 |  |  |  |  | 4404 |  |  | 0 |  |  |  |  | 3785
A04925 | 490 | DNR | Natural Resources and Recreation | Office | 11919 W Sprague Ave | Airway Heights | Spokane | 128 | Storage - Hazardous Materials - 736 | 1172.48 | 174 |  |  |  | No Action | 9.5 |  | 0 | 0 |  |  |  |  | 3352 |  | 174 | 174 | [6 empty] | 174 | 174 | [6 empty] | 174 | 174 | [6 empty] | 174 | 174 | [5 empty] | No | no | Unconditioned, non-enclosed structure modified (50%) rates from table
A27109 | 490 | DNR | Natural Resources and Recreation |  | 11919 W Sprague Ave | Airway Heights | Spokane | 8700 | Storage - High Density - 732 | 79692 | 59334 |  |  |  | No Action | 5.4 |  | 29667 | 29667 |  |  |  |  | 5164 |  | 59334 | 59334 | [6 empty] | 59334 | 59334 | [6 empty] | 59334 | 59334 | [6 empty] | 59334 | 59334 | [5 empty] | No | no | Conditioned Warehouse rates from table; completion of 21-23 funded construction. Initial occupation second half FY24.
A25316 | 490 | DNR | Natural Resources and Recreation | Cypress Island Shop | Cypress Island Natural Area | Anacortes | Skagit | 2332 | Shop - 720 | 21361.12 | 21400 |  |  |  | No Action | 5.4 | 21400 |  | 21400 |  |  |  |  | 4672 | 22256 |  | 22256 | [5 empty] | 23146.24 |  | 23146.24 | [5 empty] | 24072.0896 |  | 24072.0896 | [5 empty] | 25034.9732 |  | 25034.9732 | [5 empty] | No | No
A25317 | 490 | DNR | Natural Resources and Recreation | Cypress Island Bunkhouse | Cypress Island Natural Area | Anacortes | Skagit | 1400 | Sleeping Room, Apartments, House - 900 | 12824 | 12800 |  |  |  | No Action | 5.4 | 12800 |  | 12800 |  |  |  |  | 4722 | 13312 |  | 13312 | [5 empty] | 13844.48 |  | 13844.48 | [5 empty] | 14398.2592 |  | 14398.2592 | [5 empty] | 14974.1896 |  | 14974.1896 | [5 empty] | No | No
A25318 | 490 | DNR | Natural Resources and Recreation | Cypress Island Boathouse | Cypress Island Natural Area | Anacortes | Skagit | 1200 | Vehicle Storage Facilities - 740 | 10992 | 11000 |  |  |  | No Action | 8.2 | 11000 |  | 11000 |  |  |  |  | 4130 | 11440 |  | 11440 | [5 empty] | 11897.6 |  | 11897.6 | [5 empty] | 12373.504 |  | 12373.504 | [5 empty] | 12868.4442 |  | 12868.4442 | [5 empty] | No | No
A25319 | 490 | DNR | Natural Resources and Recreation | Cypress Island Battery House | Cypress Island Natural Area | Anacortes | Skagit | 100 | Mechanical - 30 | 916 | 900 |  |  |  | No Action | 8.2 | 900 |  | 900 |  |  |  |  | 4484 | 936 |  | 936 | [5 empty] | 973.44 |  | 973.44 | [5 empty] | 1012.3776 |  | 1012.3776 | [5 empty] | 1052.8727 |  | 1052.8727 | [5 empty] | No | No
A25320 | 490 | DNR | Natural Resources and Recreation | Cypress Island Pannel House | Cypress Island Natural Area | Anacortes | Skagit | 81 | Mechanical - 30 | 741.96 | 700 |  |  |  | No Action | 8.2 | 700 |  | 700 |  |  |  |  | 3623 | 728 |  | 728 | [5 empty] | 757.12 |  | 757.12 | [5 empty] | 787.4048 |  | 787.4048 | [5 empty] | 818.901 |  | 818.901 | [5 empty] | No | No
A25321 | 490 | DNR | Natural Resources and Recreation | Cypress Island Chemical Storage | Cypress Island Natural Area | Anacortes | Skagit | 64 | Storage - Hazardous Materials - 736 | 586.24 | 600 |  |  |  | No Action | 8.2 | 600 |  | 600 |  |  |  |  | 3663 | 624 |  | 624 | [5 empty] | 648.96 |  | 648.96 | [5 empty] | 674.9184 |  | 674.9184 | [5 empty] | 701.9151 |  | 701.9151 | [5 empty] | No | No
A25322 | 490 | DNR | Natural Resources and Recreation | Cypress Island Well Control Building | Cypress Island Natural Area | Anacortes | Skagit | 80 | Mechanical - 30 | 732.8 | 733 |  |  |  | No Action | 6.9 | 733 |  | 733 |  |  |  |  | 4978 | 762.32 |  | 762.32 | [5 empty] | 792.8128 |  | 792.8128 | [5 empty] | 824.5253 |  | 824.5253 | [5 empty] | 857.5063 |  | 857.5063 | [5 empty] | No | No
A25323 | 490 | DNR | Natural Resources and Recreation | Cypress Island Wellhead Enclosure | Cypress Island Natural Area | Anacortes | Skagit | 24 | Mechanical - 30 | 219.84 | 200 |  |  |  | No Action | 5.6 | 200 |  | 200 |  |  |  |  | 4504 | 208 |  | 208 | [5 empty] | 216.32 |  | 216.32 | [5 empty] | 224.9728 |  | 224.9728 | [5 empty] | 233.9717 |  | 233.9717 | [5 empty] | No | No
A25731 | 490 | DNR | Natural Resources and Recreation |  | Pelican Beach Recreation Area | Anacortes | Skagit | 250 | Public Restroom - 508 | 2290 | 14000 |  |  |  | No Action | 3.8 | 14000 |  | 14000 |  |  |  |  | 6156 | 14560 |  | 14560 | [5 empty] | 15142.4 |  | 15142.4 | [5 empty] | 15748.096 |  | 15748.096 | [5 empty] | 16378.0198 |  | 16378.0198 | [5 empty] | No | No | Cost based on actual average statewide cost per VAULT (Not Sq ft)
A25732 | 490 | DNR | Natural Resources and Recreation |  | Cypress Island Lake Junction | Anacortes | Skagit | 100 | Public Restroom - 508 | 916 | 14000 |  |  |  | No Action | 3.8 | 14000 |  | 14000 |  |  |  |  | 6156 | 14560 |  | 14560 | [5 empty] | 15142.4 |  | 15142.4 | [5 empty] | 15748.096 |  | 15748.096 | [5 empty] | 16378.0198 |  | 16378.0198 | [5 empty] | No | No | Cost based on actual average statewide cost per VAULT (Not Sq ft)
A25733 | 490 | DNR | Natural Resources and Recreation |  | Cypress Island Reef Point | Anacortes | Skagit | 100 | Public Restroom - 508 | 916 | 14000 |  |  |  | No Action | 3.8 | 14000 |  | 14000 |  |  |  |  | 6156 | 14560 |  | 14560 | [5 empty] | 15142.4 |  | 15142.4 | [5 empty] | 15748.096 |  | 15748.096 | [5 empty] | 16378.0198 |  | 16378.0198 | [5 empty] | No | No | Cost based on actual average statewide cost per VAULT (Not Sq ft)
A25734 | 490 | DNR | Natural Resources and Recreation |  | Cypress Island Eagle Harbor | Anacortes | Skagit | 100 | Public Restroom - 508 | 916 | 14000 |  |  |  | No Action | 1 | 14000 |  | 14000 |  |  |  |  | 5852 | 14560 |  | 14560 | [5 empty] | 15142.4 |  | 15142.4 | [5 empty] | 15748.096 |  | 15748.096 | [5 empty] | 16378.0198 |  | 16378.0198 | [5 empty] | No | No | Cost based on actual average statewide cost per VAULT (Not Sq ft)
A25735 | 490 | DNR | Natural Resources and Recreation |  | Cypress Head | Anacortes | Skagit | 100 | Public Restroom - 508 | 916 | 14000 |  |  |  | No Action | 0.5 | 14000 |  | 14000 |  |  |  |  | 6100 | 14560 |  | 14560 | [5 empty] | 15142.4 |  | 15142.4 | [5 empty] | 15748.096 |  | 15748.096 | [5 empty] | 16378.0198 |  | 16378.0198 | [5 empty] | No | No | Cost based on actual average statewide cost per VAULT (Not Sq ft)
A25736 | 490 | DNR | Natural Resources and Recreation |  | Cypress Head | Anacortes | Skagit | 100 | Public Restroom - 508 | 916 | 14000 |  |  |  | No Action | 3.6 | 14000 |  | 14000 |  |  |  |  | 5117 | 14560 |  | 14560 | [5 empty] | 15142.4 |  | 15142.4 | [5 empty] | 15748.096 |  | 15748.096 | [5 empty] | 16378.0198 |  | 16378.0198 | [5 empty] | No | No | Cost based on actual average statewide cost per VAULT (Not Sq ft)
A25737 | 490 | DNR | Natural Resources and Recreation |  | Cypress Island Secret Harbor | Anacortes | Skagit | 100 | Public Restroom - 508 | 916 | 14000 |  |  |  | No Action | 9.7 | 14000 |  | 14000 |  |  |  |  | 4091 | 14560 |  | 14560 | [5 empty] | 15142.4 |  | 15142.4 | [5 empty] | 15748.096 |  | 15748.096 | [5 empty] | 16378.0198 |  | 16378.0198 | [5 empty] | No | No | Cost based on actual average statewide cost per VAULT (Not Sq ft)
A26654 | 490 | DNR | Natural Resources and Recreation |  | Cypress Island - no address per county | Anacortes | Skagit | 1136 | Sleeping Room, Apartments, House - 900 | 10405.76 | [5 empty] | 6.4 | 7000 |  | 7000 |  |  |  |  | 4352 |  |  | 0 | [7 empty] | 0 | [7 empty] | 0 | [7 empty] | 0
A26655 | 490 | DNR | Natural Resources and Recreation |  | Cypress Island Cook Cabin | Anacortes | Skagit | 384 | Sleeping Room, Apartments, House - 900 | 3517.44 | [5 empty] | 3.1 | 7000 |  | 7000 |  |  |  |  | 5690 |  |  | 0 | [7 empty] | 0 | [7 empty] | 0 | [7 empty] | 0
A25505 | 490 | DNR | Natural Resources and Recreation |  | 20917 Main Line Rd | Arlington | Snohomish | 1247 | Sleeping Room, Apartments, House - 900 | 11422.52 | [5 empty] | 2.6 | 7000 |  | 7000 |  |  |  |  | 5561 |  |  | 0 | [7 empty] | 0 | [7 empty] | 0 | [7 empty] | 0
A25506 | 490 | DNR | Natural Resources and Recreation |  | 20917 Main Line Rd | Arlington | Snohomish | 972 | Animal Facilities - 570 | 8903.52 | [5 empty] | 3.8 | 7000 |  | 7000 |  |  |  |  | 4990 |  |  | 0 | [7 empty] | 0 | [7 empty] | 0 | [7 empty] | 0
A25663 | 490 | DNR | Natural Resources and Recreation |  | 20917 Main Line Rd | Arlington | Snohomish | 576 | Other - Facility - 590 | 5276.16 | [5 empty] | 3.8 | 7000 |  | 7000 |  |  |  |  | 5225 |  |  | 0 | [7 empty] | 0 | [7 empty] | 0 | [7 empty] | 0
A25664 | 490 | DNR | Natural Resources and Recreation |  | 20917 Main Line Rd | Arlington | Snohomish | 400 | Other - Facility - 590 | 3664 | [5 empty] | 9.7 | 7000 |  | 7000 |  |  |  |  | 3234 |  |  | 0 | [7 empty] | 0 | [7 empty] | 0 | [7 empty] | 0
A25665 | 490 | DNR | Natural Resources and Recreation |  | 20917 Main Line Rd | Arlington | Snohomish | 560 | Other - Facility - 590 | 5129.6 | [5 empty] | 2.6 | 7000 |  | 7000 |  |  |  |  | 5443 |  |  | 0 | [7 empty] | 0 | [7 empty] | 0 | [7 empty] | 0
A26096 | 490 | DNR | Natural Resources and Recreation |  | 7423 204TH ST NE | Arlington | Snohomish | 14160 | Merchandising - 660 | 129705.6 | 0 |  |  |  |  | 7.9 | 0 | 0 | 0 | 311427 |  |  |  | 0 |  | 0 | 0 | 311427 | [6 empty] | 0 | 311427 | [6 empty] | 0 | 311427 | [6 empty] | 0 | 311427 | [6 empty] | This is a triple net lease with Bartell Drug. Unless Landlord incurs roof or foundation expenses, Tenant pays all costs. There is a Property Manager for this asset. Distribution to trust beneficiaries is 69%.
A05654 | 490 | DNR | Natural Resources and Recreation | Tree Cooler | 26215 SR 706 E | Ashford | Pierce | 1800 | Shop - 720 | 16488 | 1200 |  |  |  | Demolish | 2.8 | 7000 | 1200 | 8200 |  |  |  |  | 8789 |  | 0 | 0 | [6 empty] | 0 | 0 | [6 empty] | 0 | 0 | [6 empty] | 0 | 0 | [5 empty] | No | no | Demolition completed in July 2024
A25292 | 490 | DNR | Natural Resources and Recreation | Sahar Creek Shelter | 26215 SR 706 E | Ashford | Pierce | 700 | Recreation - 670 | 6412 | 6400 |  |  |  | No Action | 9.7 | 6400 |  | 6400 |  |  |  |  | 3914 | 6656 |  | 6656 | [5 empty] | 6922.24 |  | 6922.24 | [5 empty] | 7199.1296 |  | 7199.1296 | [5 empty] | 7487.0948 |  | 7487.0948 | [5 empty] | No | No
A25293 | 490 | DNR | Natural Resources and Recreation | Copper Creek Snow Hut | Mount Rainier Gateway Forest Wildlife Preserve | Ashford | Pierce | 2200 | Recreation - 670 | 20152 | 0 |  |  |  | Dispose | 3.3 | 0 | 0 | 0 |  |  |  |  | 5177 | 0 | 0 | 0 | [5 empty] | 0 | 0 | 0 | [5 empty] | 0 | 0 | 0 | [5 empty] | 0 | 0 | 0 | [5 empty] | No | No | This facility was transferred out of DNR ownership around a decade ago.
A25294 | 490 | DNR | Natural Resources and Recreation | Elbe Hills ORV Shelter | SF 1142 Rd | Ashford | Pierce | 512 | Recreation - 670 | 4689.92 | 4700 |  |  |  | No Action | 8.5 | 4700 |  | 4700 |  |  |  |  | 7866 | 4888 |  | 4888 | [5 empty] | 5083.52 |  | 5083.52 | [5 empty] | 5286.8608 |  | 5286.8608 | [5 empty] | 5498.3352 |  | 5498.3352 | [5 empty] | No | No
A25496 | 490 | DNR | Natural Resources and Recreation |  | Puyallup Ridge, Kapowsin Tree Farm, Section 26, Township 16N, Range 6E | Ashford | Pierce | 192 | It And Communications - 710 | 1758.72 | 276 |  |  |  |  | 9.5 | 7000 |  | 7000 |  |  |  |  | 5980 |  |  | 0 |  |  |  |  | 1220 |  |  | 0 |  |  |  |  | 5166 |  |  | 0 |  |  |  |  | 4158 |  |  | 0 |  |  |  |  | 3352
A25812 | 490 | DNR | Natural Resources and Recreation |  | 26215 SR 706 E | Ashford | Pierce | 64 | Public Restroom - 508 | 586.24 | 7000 |  |  |  | No Action |  | 7000 |  | 7000 |  |  |  |  | 6224 | 7280 |  | 7280 | [5 empty] | 7571.2 |  | 7571.2 | [5 empty] | 7874.048 |  | 7874.048 | [5 empty] | 8189.0099 |  | 8189.0099 | [5 empty] | No | No | Cost based on actual average statewide cost per VAULT (Not Sq ft)
A25813 | 490 | DNR | Natural Resources and Recreation |  | 25015 SR706 E | Ashford | Pierce | 64 | Public Restroom - 508 | 586.24 | 7000 |  |  |  | No Action |  | 7000 |  | 7000 |  |  |  |  | 6400 | 7280 |  | 7280 | [5 empty] | 7571.2 |  | 7571.2 | [5 empty] | 7874.048 |  | 7874.048 | [5 empty] | 8189.0099 |  | 8189.0099 | [5 empty] | No | No | Cost based on actual average statewide cost per VAULT (Not Sq ft)
A25814 | 490 | DNR | Natural Resources and Recreation |  | 26215 SR 706 E | Ashford | Pierce | 64 | Public Restroom - 508 | 586.24 | 7000 |  |  |  | No Action | 5.4 | 7000 |  | 7000 |  |  |  |  | 5716 | 7280 |  | 7280 | [5 empty] | 7571.2 |  | 7571.2 | [5 empty] | 7874.048 |  | 7874.048 | [5 empty] | 8189.0099 |  | 8189.0099 | [5 empty] | No | No | Cost based on actual average statewide cost per VAULT (Not Sq ft)
A25815 | 490 | DNR | Natural Resources and Recreation |  | SF 1142 Rd | Ashford | Pierce | 64 | Public Restroom - 508 | 586.24 | 7000 |  |  |  | No Action | 7.4 | 7000 |  | 7000 |  |  |  |  | 4294 | 7280 |  | 7280 | [5 empty] | 7571.2 |  | 7571.2 | [5 empty] | 7874.048 |  | 7874.048 | [5 empty] | 8189.0099 |  | 8189.0099 | [5 empty] | No | No | Cost based on actual average statewide cost per VAULT (Not Sq ft)
A25816 | 490 | DNR | Natural Resources and Recreation |  | SF 1142 Rd | Ashford | Pierce | 64 | Public Restroom - 508 | 586.24 | 7000 |  |  |  | No Action | 9 | 7000 |  | 7000 |  |  |  |  | 4180 | 7280 |  | 7280 | [5 empty] | 7571.2 |  | 7571.2 | [5 empty] | 7874.048 |  | 7874.048 | [5 empty] | 8189.0099 |  | 8189.0099 | [5 empty] | No | No | Cost based on actual average statewide cost per VAULT (Not Sq ft)
A25821 | 490 | DNR | Natural Resources and Recreation |  | 92 Road Snow Park | Ashford | Pierce | 64 | Public Restroom - 508 | 586.24 | 7000 |  |  |  | No Action | 8.5 | 7000 |  | 7000 |  |  |  |  | 3542 | 7280 |  | 7280 | [5 empty] | 7571.2 |  | 7571.2 | [5 empty] | 7874.048 |  | 7874.048 | [5 empty] | 8189.0099 |  | 8189.0099 | [5 empty] | No | No | Cost based on actual average statewide cost per VAULT (Not Sq ft)
A04386 | 490 | DNR | Natural Resources and Recreation | Radio Storage | 16118 NE 219th St | Battle Ground | Clark | 5244 | Shop - 720 | 48035.04 | 37599 |  |  |  | No Action | 5.6 | 7000 | 37599 | 44599 |  |  |  |  | 4977 |  | 37599 | 37599 | [6 empty] | 37599 | 37599 | [6 empty] | 37599 | 37599 | [6 empty] | 37599 | 37599 | [5 empty] | no | no | Conditioned storage - modified table cost
A08044 | 490 | DNR | Natural Resources and Recreation | Administration | 16118 NE 219th St | Battle Ground | Clark | 5220 | Office - Field - 314 | 47815.2 | 54392 |  |  |  | No Action | 5.6 | 7000 | 54392 | 61392 |  |  |  |  | 5345 |  | 54392 | 54392 |  |  |  |  | 350000 |  | 54392 | 54392 | [6 empty] | 54392 | 54392 | [6 empty] | 54392 | 54392 | [5 empty] | yes | yes | Storm Water Mitigation design phase - Capital DP
A08788 | 490 | DNR | Natural Resources and Recreation | Truck Storage | 16118 NE 219th St | Battle Ground | Clark | 2400 | Vehicle Storage Facilities - 740 | 21984 | 8688 |  |  |  | No Action | 8.7 | 7000 | 8688 | 15688 |  |  |  |  | 4583 |  | 8688 | 8688 | [6 empty] | 8688 | 8688 | [6 empty] | 8688 | 8688 | [6 empty] | 8688 | 8688 | [5 empty] | no | no | Unconditioned storage - modified table cost
A01618 | 490 | DNR | Natural Resources and Recreation | Carport | 203904 SR 101 | Beaver | Clallam | 616 | Vehicle Storage Facilities - 740 | 5642.56 | 2119 |  |  |  | No Action |  | 7000 | 2119 | 9119 | [6 empty] | 2119 | 2119 | [6 empty] | 2119 | 2119 | [6 empty] | 2119 | 2119 | [6 empty] | 2119 | 2119 | [5 empty] | No | no | Unconditioned vehicle storage - modified table costs
A06278 | 490 | DNR | Natural Resources and Recreation | Pump House | 203904 SR 101 | Beaver | Clallam | 48 | Mechanical - 30 | 439.68 | 188 |  |  |  | No Action |  | 7000 | 188 | 7188 | [6 empty] | 188 | 188 | [6 empty] | 188 | 188 | [6 empty] | 188 | 188 | [6 empty] | 188 | 188 | [5 empty] | no | no | Well house - unconditioned - modified table costs
A25345 | 490 | DNR | Natural Resources and Recreation |  | Ellis Mountain Rd | Beaver | Clallam | 537 | It And Communications - 710 | 4918.92 | 592 |  |  |  |  | 5.4 | 7000 |  | 7000 |  |  |  |  | 4672 |  |  | 0 |  |  |  |  | 7300 |  |  | 0 |  |  |  |  | 1220 |  |  | 0 |  |  |  |  | 8300 |  |  | 0 |  |  |  |  | 5164
A25357 | 490 | DNR | Natural Resources and Recreation | Ellis Communications Site small building | Ellis Mountain Rd | Beaver | Clallam | 200 | It And Communications - 710 | 1832 | 283 |  |  |  |  | 5.4 | 7000 |  | 7000 |  |  |  |  | 4722 |  |  | 0 |  |  |  |  | 7796 |  |  | 0 |  |  |  |  | 7300 |  |  | 0 |  |  |  |  | 5840 |  |  | 0 |  |  |  |  | 4672
A00706 | 490 | DNR | Natural Resources and Recreation | Joe Ramirez Building | 3420 NE Sand Hill Rd | Belfair | Mason | 4000 | Other - Facility - 590 | 36640 | 314 |  |  |  | No Action |  | 7000 | 30106 | 37106 | [6 empty] | 30106 | 30106 | [6 empty] | 30106 | 30106 | [6 empty] | 30106 | 30106 | [6 empty] | 30106 | 30106 | [5 empty] | no | no | Conditioned warehouse/garage space - modified table cost
A05123 | 490 | DNR | Natural Resources and Recreation | Pole Building #2 | 3420 NE Sand Hill Rd | Belfair | Mason | 1400 | Vehicle Storage Facilities - 740 | 12824 | 558 |  |  |  | No Action |  | 7000 | 2583 | 9583 | [6 empty] | 2583 | 2583 | [6 empty] | 2583 | 2583 | [6 empty] | 2583 | 2583 | [6 empty] | 2583 | 2583 | [5 empty] | no | no | Unenclosed vehicle storage - modified table cost
A06102 | 490 | DNR | Natural Resources and Recreation | Oil Storage | 3420 NE Sand Hill Rd | Belfair | Mason | 132 | Storage - Hazardous Materials - 736 | 1209.12 | 833 |  |  |  | No Action |  | 7000 | 487 | 7487 | [6 empty] | 487 | 487 | [6 empty] | 487 | 487 | [6 empty] | 487 | 487 | [6 empty] | 487 | 487 | [5 empty] | no | no | Unconditioned storage - modified table cost
A25714 | 490 | DNR | Natural Resources and Recreation | Oak Patch Pump House | Oak Patch Well | Belfair | Mason | 130 | Mechanical - 30 | 1190.8 | 164 | [5 empty] | 7000 |  | 7000 | [7 empty] | 0 | [7 empty] | 0 | [7 empty] | 0 | [7 empty] | 0
A25790 | 490 | DNR | Natural Resources and Recreation |  | Tahuya River Horse Campground | Belfair | Mason | 64 | Public Restroom - 508 | 586.24 | 7000 |  |  |  | No Action |  | 7000 |  | 7000 | [5 empty] | 7280 |  | 7280 | [5 empty] | 7571.2 |  | 7571.2 | [5 empty] | 7874.048 |  | 7874.048 | [5 empty] | 8189.0099 |  | 8189.0099 | [5 empty] | No | No | Cost based on actual average statewide cost per VAULT (Not Sq ft)
A25791 | 490 | DNR | Natural Resources and Recreation |  | Camp Spillman Campground | Belfair | Mason | 64 | Public Restroom - 508 | 586.24 | 7000 |  |  |  | No Action |  | 7000 |  | 7000 | [5 empty] | 7280 |  | 7280 | [5 empty] | 7571.2 |  | 7571.2 | [5 empty] | 7874.048 |  | 7874.048 | [5 empty] | 8189.0099 |  | 8189.0099 | [5 empty] | No | No | Cost based on actual average statewide cost per VAULT (Not Sq ft)
A25792 | 490 | DNR | Natural Resources and Recreation |  | Camp Spillman Campground | Belfair | Mason | 64 | Public Restroom - 508 | 586.24 | 7000 |  |  |  | No Action |  | 7000 |  | 7000 | [5 empty] | 7280 |  | 7280 | [5 empty] | 7571.2 |  | 7571.2 | [5 empty] | 7874.048 |  | 7874.048 | [5 empty] | 8189.0099 |  | 8189.0099 | [5 empty] | No | No | Cost based on actual average statewide cost per VAULT (Not Sq ft)
A25793 | 490 | DNR | Natural Resources and Recreation |  | Kammenga Canyon Campground | Belfair | Mason | 64 | Public Restroom - 508 | 586.24 | 7000 |  |  |  | No Action |  | 7000 |  | 7000 | [5 empty] | 7280 |  | 7280 | [5 empty] | 7571.2 |  | 7571.2 | [5 empty] | 7874.048 |  | 7874.048 | [5 empty] | 8189.0099 |  | 8189.0099 | [5 empty] | No | No | Cost based on actual average statewide cost per VAULT (Not Sq ft)
A25794 | 490 | DNR | Natural Resources and Recreation |  | 4410 NE ELFENDAHL PASS RD | Belfair | Mason | 128 | Public Restroom - 508 | 1172.48 | 14000 |  |  |  | No Action |  | 14000 |  | 14000 | [5 empty] | 14560 |  | 14560 | [5 empty] | 15142.4 |  | 15142.4 | [5 empty] | 15748.096 |  | 15748.096 | [5 empty] | 16378.0198 |  | 16378.0198 | [5 empty] | No | No | Cost based on actual average statewide cost per VAULT (Not Sq ft)
A25795 | 490 | DNR | Natural Resources and Recreation | Effendahl Pass TH Latrine 2 | 4410 NE ELFENDAHL PASS RD | Belfair | Mason | 128 | Public Restroom - 508 | 1172.48 | 14000 |  |  |  | No Action |  | 14000 |  | 14000 | [5 empty] | 14560 |  | 14560 | [5 empty] | 15142.4 |  | 15142.4 | [5 empty] | 15748.096 |  | 15748.096 | [5 empty] | 16378.0198 |  | 16378.0198 | [5 empty] | No | No | Cost based on actual average statewide cost per VAULT (Not Sq ft)
A25796 | 490 | DNR | Natural Resources and Recreation | Effendahl Pass TH Shelter | 4410 NE ELFENDAHL PASS RD | Belfair | Mason | 800 | Recreation Service - 675 | 7328 | 7300 |  |  |  | No Action |  | 7300 |  | 7300 | [5 empty] | 7592 |  | 7592 | [5 empty] | 7895.68 |  | 7895.68 | [5 empty] | 8211.5072 |  | 8211.5072 | [5 empty] | 8539.9675 |  | 8539.9675 | [5 empty] | No | No
A25809 | 490 | DNR | Natural Resources and Recreation |  | 810 NE BELFAIR TAHUYA RD | Belfair | Mason | 64 | Public Restroom - 508 | 586.24 | 7000 |  |  |  | No Action |  | 7000 |  | 7000 | [5 empty] | 7280 |  | 7280 | [5 empty] | 7571.2 |  | 7571.2 | [5 empty] | 7874.048 |  | 7874.048 | [5 empty] | 8189.0099 |  | 8189.0099 | [5 empty] | No | No | Cost based on actual average statewide cost per VAULT (Not Sq ft)
A25810 | 490 | DNR | Natural Resources and Recreation |  | Twin Lakes Trailhead | Belfair | Mason | 64 | Public Restroom - 508 | 586.24 | 7000 |  |  |  | No Action |  | 7000 |  | 7000 | [5 empty] | 7280 |  | 7280 | [5 empty] | 7571.2 |  | 7571.2 | [5 empty] | 7874.048 |  | 7874.048 | [5 empty] | 8189.0099 |  | 8189.0099 | [5 empty] | No | No | Cost based on actual average statewide cost per VAULT (Not Sq ft)
A26666 | 490 | DNR | Natural Resources and Recreation |  | 3420 NE Sand Hill Rd | Belfair | Mason | 3091 | Office - Field - 314 | 28313.56 | 30106 |  |  |  | No Action |  | 14000 | 30106 | 44106 |  |  |  |  | 336000 |  | 30106 | 30106 | [6 empty] | 30106 | 30106 | [6 empty] | 30106 | 30106 | [6 empty] | 30106 | 30106 | [5 empty] | no | no | Capital storm water repairs FY 25; Modified table cost
A25740 | 490 | DNR | Natural Resources and Recreation |  | Lummi Island Campground | Bellingham | Whatcom | 60 | Public Restroom - 508 | 549.6 | 7000 |  |  |  | No Action |  | 7000 |  | 7000 | [5 empty] | 7280 |  | 7280 | [5 empty] | 7571.2 |  | 7571.2 | [5 empty] | 7874.048 |  | 7874.048 | [5 empty] | 8189.0099 |  | 8189.0099 | [5 empty] | No | No | Cost based on actual average statewide cost per VAULT (Not Sq ft)
A26680 | 490 | DNR | Natural Resources and Recreation |  | 25115 E Jacobs Rd NE | Benton City | Benton | 4000 | Sleeping Room, Apartments, House - 900 | 36640 | [6 empty] | 7000 |  | 7000 | [7 empty] | 0 | [7 empty] | 0 | [7 empty] | 0 | [7 empty] | 0 | [7 empty] | AG Trust
A25690 | 490 | DNR | Natural Resources and Recreation |  | Blyn Mountain Communications Site | Blyn | Clallam | 234 | It And Communications - 710 | 2143.44 | 314 |  |  |  |  | 5.4 | 7000 |  | 7000 |  |  |  |  | 4130 |  |  | 0 |  |  |  |  | 9440 |  |  | 0 |  |  |  |  | 7796 |  |  | 0 |  |  |  |  | 6088 |  |  | 0 |  |  |  |  | 4722
A21363 | 490 | DNR | Natural Resources and Recreation | Creekview Office Bldg | 3350 Monte Villa Parkway | Bothell | Snohomish | 46227 | Merchandising - 660 | 423439.32 | 0 | [5 empty] | 0 |  | 0 | 395279 | [6 empty] | 0 | 395279 | [6 empty] | 0 | 624158 | [6 empty] | 0 | 787643 | [6 empty] | 0 | 787643 |  |  |  |  | No | No | This is a multi-tenant property in which Tenants expenses are on a triple net basis and who share in the common area maintenance (CAM) costs on a pro rata basis with the Landlord covering the cost for vacant space pro rata allocations. Eff. 12/26, NanoString starts paying fixed minimum rent which affects FY 27 revenue. There is a Property Manager for this asset. Distribution to benficiaries is submitted by the Property Manager net of all expenses paid by the Property Manager. Distribution to trust beneficiaries is 69%.
A25770 | 490 | DNR | Natural Resources and Recreation | Lower Blanchard Latrine | 1826 Blanchard Hill Trail Rd | Bow | Skagit | 64 | Public Restroom - 508 | 586.24 | 833 |  |  |  | No Action |  | 833 |  | 833 | [5 empty] | 866.32 |  | 866.32 | [5 empty] | 900.9728 |  | 900.9728 | [5 empty] | 937.0117 |  | 937.0117 | [5 empty] | 974.4922 |  | 974.4922 | [5 empty] | No | No | Cost based on actual average statewide cost per VAULT (Not Sq ft)
A25771 | 490 | DNR | Natural Resources and Recreation | Samish Overlook Latrine | Samish Overlook | Bow | Skagit | 128 | Public Restroom - 508 | 1172.48 | 164 |  |  |  | No Action |  | 164 |  | 164 | [5 empty] | 170.56 |  | 170.56 | [5 empty] | 177.3824 |  | 177.3824 | [5 empty] | 184.4777 |  | 184.4777 | [5 empty] | 191.8568 |  | 191.8568 | [5 empty] | No | No | Cost based on actual average statewide cost per VAULT (Not Sq ft)
A25695 | 490 | DNR | Natural Resources and Recreation |  | Gold Mountain Radio Relay | Bremerton | Kitsap | 500 | It And Communications - 710 | 4580 | 558 |  |  |  |  | 8.2 | 1787 |  | 1787 |  |  |  |  | 4484 |  |  | 0 |  |  |  |  | 12980 |  |  | 0 |  |  |  |  | 9440 |  |  | 0 |  |  |  |  | 6490 |  |  | 0 |  |  |  |  | 4130 |  |  | These facilities are in combination with land leases outside of the facility area, sometimes tower improvment leases, sometimes ground leases for tennant owned improvements. Lease rates are not separated clearly between use of space and tower or ground lease. Maintenance has been defered. Intended project timelines include: '25 veg, trash, cleaning, '26 roof, '27 siding & paint, '28 mech & elec, '29 fence, 'Priority Rank is out of 10 and based on county population, 'geographic factor = 2 - Priority Rank/10, 'veg, trash, cleaning = geographic factor * ($3k base cost + $1/sqft * bldg sqft), 'roof = geographic factor * ($3k base cost + $10/sqft * bldg sqft), 'siding & paint = geographic factor * ($3k base cost + $10/sqft * bldg sqft), 'mech & elec = geographic factor * ($3k base cost + $5/sqft * bldg sqft), 'fence = geographic factor * ($3k base cost + $1/sqft * bldg sqft)
A25696 | 490 | DNR | Natural Resources and Recreation |  | Gold Mountain Radio Relay | Bremerton | Kitsap | 800 | It And Communications - 710 | 7328 | 833 |  |  |  |  | 8.2 | 7000 |  | 7000 |  |  |  |  | 3623 |  |  | 0 |  |  |  |  | 4366 |  |  | 0 |  |  |  |  | 12980 |  |  | 0 |  |  |  |  | 8260 |  |  | 0 |  |  |  |  | 4484 |  |  | These facilities are in combination with land leases outside of the facility area, sometimes tower improvment leases, sometimes ground leases for tennant owned improvements. Lease rates are not separated clearly between use of space and tower or ground lease. Maintenance has been defered. Intended project timelines include: '25 veg, trash, cleaning, '26 roof, '27 siding & paint, '28 mech & elec, '29 fence, 'Priority Rank is out of 10 and based on county population, 'geographic factor = 2 - Priority Rank/10, 'veg, trash, cleaning = geographic factor * ($3k base cost + $1/sqft * bldg sqft), 'roof = geographic factor * ($3k base cost + $10/sqft * bldg sqft), 'siding & paint = geographic factor * ($3k base cost + $10/sqft * bldg sqft), 'mech & elec = geographic factor * ($3k base cost + $5/sqft * bldg sqft), 'fence = geographic factor * ($3k base cost + $1/sqft * bldg sqft)
A25723 | 490 | DNR | Natural Resources and Recreation |  | 1618 Minard Rd. | Bremerton | Kitsap | 70 | It And Communications - 710 | 641.2 | 164 |  |  |  |  | 8.2 | 7000 |  | 7000 |  |  |  |  | 3663 |  |  | 0 |  |  |  |  | 4767 |  |  | 0 |  |  |  |  | 4366 |  |  | 0 |  |  |  |  | 3953 |  |  | 0 |  |  |  |  | 3623 |  |  | These facilities are in combination with land leases outside of the facility area, sometimes tower improvment leases, sometimes ground leases for tennant owned improvements. Lease rates are not separated clearly between use of space and tower or ground lease. Maintenance has been defered. Intended project timelines include: '25 veg, trash, cleaning, '26 roof, '27 siding & paint, '28 mech & elec, '29 fence, 'Priority Rank is out of 10 and based on county population, 'geographic factor = 2 - Priority Rank/10, 'veg, trash, cleaning = geographic factor * ($3k base cost + $1/sqft * bldg sqft), 'roof = geographic factor * ($3k base cost + $10/sqft * bldg sqft), 'siding & paint = geographic factor * ($3k base cost + $10/sqft * bldg sqft), 'mech & elec = geographic factor * ($3k base cost + $5/sqft * bldg sqft), 'fence = geographic factor * ($3k base cost + $1/sqft * bldg sqft)
A25724 | 490 | DNR | Natural Resources and Recreation |  | 1618 Minard Rd | Bremerton | Kitsap | 104 | It And Communications - 710 | 952.64 | 195 |  |  |  |  | 8.2 | 7000 |  | 7000 |  |  |  |  | 4978 |  |  | 0 |  |  |  |  | 14410 |  |  | 0 |  |  |  |  | 4766 |  |  | 0 |  |  |  |  | 4154 |  |  | 0 |  |  |  |  | 3663 |  |  | These facilities are in combination with land leases outside of the facility area, sometimes tower improvment leases, sometimes ground leases for tennant owned improvements. Lease rates are not separated clearly between use of space and tower or ground lease. Maintenance has been defered. Intended project timelines include: '25 veg, trash, cleaning, '26 roof, '27 siding & paint, '28 mech & elec, '29 fence, 'Priority Rank is out of 10 and based on county population, 'geographic factor = 2 - Priority Rank/10, 'veg, trash, cleaning = geographic factor * ($3k base cost + $1/sqft * bldg sqft), 'roof = geographic factor * ($3k base cost + $10/sqft * bldg sqft), 'siding & paint = geographic factor * ($3k base cost + $10/sqft * bldg sqft), 'mech & elec = geographic factor * ($3k base cost + $5/sqft * bldg sqft), 'fence = geographic factor * ($3k base cost + $1/sqft * bldg sqft)
A25803 | 490 | DNR | Natural Resources and Recreation |  | 1500 GOLD CREEK RD W | Bremerton | Kitsap | 64 | Public Restroom - 508 | 586.24 | 833 |  |  |  | No Action |  | 833 |  | 833 | [5 empty] | 866.32 |  | 866.32 | [5 empty] | 900.9728 |  | 900.9728 | [5 empty] | 937.0117 |  | 937.0117 | [5 empty] | 974.4922 |  | 974.4922 | [5 empty] | No | No | Cost based on actual average statewide cost per VAULT (Not Sq ft)
A25804 | 490 | DNR | Natural Resources and Recreation |  | Green Mountain Trailhead | Bremerton | Kitsap | 64 | Public Restroom - 508 | 586.24 | 217 |  |  |  | No Action |  | 217 |  | 217 | [5 empty] | 225.68 |  | 225.68 | [5 empty] | 234.7072 |  | 234.7072 | [5 empty] | 244.0955 |  | 244.0955 | [5 empty] | 253.8593 |  | 253.8593 | [5 empty] | No | No | Cost based on actual average statewide cost per VAULT (Not Sq ft)
A25805 | 490 | DNR | Natural Resources and Recreation |  | Green Mountain Trailhead | Bremerton | Kitsap | 64 | Public Restroom - 508 | 586.24 | 833 |  |  |  | No Action |  | 833 |  | 833 | [5 empty] | 866.32 |  | 866.32 | [5 empty] | 900.9728 |  | 900.9728 | [5 empty] | 937.0117 |  | 937.0117 | [5 empty] | 974.4922 |  | 974.4922 | [5 empty] | No | No | Cost based on actual average statewide cost per VAULT (Not Sq ft)
A25806 | 490 | DNR | Natural Resources and Recreation |  | Green Mountain Horse Camp | Bremerton | Kitsap | 600 | Recreation - 670 | 5496 | 833 |  |  |  | No Action |  | 833 |  | 833 | [5 empty] | 866.32 |  | 866.32 | [5 empty] | 900.9728 |  | 900.9728 | [5 empty] | 937.0117 |  | 937.0117 | [5 empty] | 974.4922 |  | 974.4922 | [5 empty] | No | No
A25807 | 490 | DNR | Natural Resources and Recreation |  | Green Mountain Horse Camp | Bremerton | Kitsap | 64 | Public Restroom - 508 | 586.24 | 833 |  |  |  | No Action |  | 833 |  | 833 | [5 empty] | 866.32 |  | 866.32 | [5 empty] | 900.9728 |  | 900.9728 | [5 empty] | 937.0117 |  | 937.0117 | [5 empty] | 974.4922 |  | 974.4922 | [5 empty] | No | No | Cost based on actual average statewide cost per VAULT (Not Sq ft)
A25808 | 490 | DNR | Natural Resources and Recreation |  | Wildcat Trailhead | Bremerton | Kitsap | 64 | Public Restroom - 508 | 586.24 | 173 |  |  |  | No Action |  | 173 |  | 173 | [5 empty] | 179.92 |  | 179.92 | [5 empty] | 187.1168 |  | 187.1168 | [5 empty] | 194.6015 |  | 194.6015 | [5 empty] | 202.3855 |  | 202.3855 | [5 empty] | No | No | Cost based on actual average statewide cost per VAULT (Not Sq ft)
A25938 | 490 | DNR | Natural Resources and Recreation |  | Jones Creek Trailhead | Camas | Clark | 64 | Public Restroom - 508 | 586.24 | 217 |  |  |  | No Action |  | 217 |  | 217 | [5 empty] | 225.68 |  | 225.68 | [5 empty] | 234.7072 |  | 234.7072 | [5 empty] | 244.0955 |  | 244.0955 | [5 empty] | 253.8593 |  | 253.8593 | [5 empty] | No | No | Cost based on actual average statewide cost per VAULT (Not Sq ft)
A25994 | 490 | DNR | Natural Resources and Recreation |  | Jones Creek Trailhead | Camas | Clark | 64 | Public Restroom - 508 | 586.24 | 7000 |  |  |  | No Action |  | 7000 |  | 7000 | [5 empty] | 7280 |  | 7280 | [5 empty] | 7571.2 |  | 7571.2 | [5 empty] | 7874.048 |  | 7874.048 | [5 empty] | 8189.0099 |  | 8189.0099 | [5 empty] | No | No | Cost based on actual average statewide cost per VAULT (Not Sq ft)
A00638 | 490 | DNR | Natural Resources and Recreation | Well House | 601 Bond Rd | Castle Rock | Cowlitz | 80 | Mechanical - 30 | 732.8 | 288 |  |  |  | No Action |  | 7000 | 288 | 7288 | [6 empty] | 288 | 288 | [6 empty] | 288 | 288 | [6 empty] | 288 | 288 | [6 empty] | 288 | 288 | [5 empty] | no | no | Unconditioned grounds storage building - modified table cost
A00873 | 490 | DNR | Natural Resources and Recreation | Warehouse / Shop | 601 Bond Rd | Castle Rock | Cowlitz | 3914 | Shop - 720 | 35852.24 | 27789 |  |  |  | No Action |  | 7000 | 27789 | 34789 | [6 empty] | 27789 | 27789 | [6 empty] | 27789 | 27789 | [6 empty] | 27789 | 27789 | [6 empty] | 27789 | 27789 | [5 empty] | no | no | Shop/storage - modified table cost
A01468 | 490 | DNR | Natural Resources and Recreation | Tin Shed | 601 Bond Rd | Castle Rock | Cowlitz | 1800 | Vehicle Storage Facilities - 740 | 16488 | 3240 |  |  |  | No Action |  | 7000 | 3240 | 10240 | [6 empty] | 3240 | 3240 | [6 empty] | 3240 | 3240 | [6 empty] | 3240 | 3240 | [6 empty] | 3240 | 3240 | [5 empty] | no | no | Unconditioned vehicle storage - modified table cost
A01996 | 490 | DNR | Natural Resources and Recreation | Gas / Lube | 601 Bond Rd | Castle Rock | Cowlitz | 576 | Storage - Archive File - 731 | 5276.16 | 4095 |  |  |  | No Action |  | 7000 | 4095 | 11095 | [6 empty] | 4095 | 4095 | [6 empty] | 4095 | 4095 | [6 empty] | 4095 | 4095 | [6 empty] | 4095 | 4095 | [5 empty] | no | no | Conditioned storage - modified table cost
A04879 | 490 | DNR | Natural Resources and Recreation | South Shed Storage | 601 Bond Rd | Castle Rock | Cowlitz | 2400 | Vehicle Storage Facilities - 740 | 21984 | 8640 |  |  |  | No Action |  | 7000 | 8640 | 15640 | [6 empty] | 8640 | 8640 | [6 empty] | 8640 | 8640 | [6 empty] | 8640 | 8640 | [6 empty] | 8640 | 8640 | [5 empty] | no | no | Unconditioned vehicle storage - modified table cost
A05521 | 490 | DNR | Natural Resources and Recreation | Toutle Workcenter | 601 Bond Rd | Castle Rock | Cowlitz | 3508 | Office - Field - 314 | 32133.28 | 35992 |  |  |  | Major Improvement |  | 7000 | 35992 | 42992 | [6 empty] | 35992 | 35992 |  |  |  |  | 505575 |  | 35992 | 35992 | [6 empty] | 35992 | 35992 | [6 empty] | 35992 | 35992 | [5 empty] | yes | yes | MW Preservation sub-project storm water - modified table cost
A06438 | 490 | DNR | Natural Resources and Recreation | Battery House | 601 Bond Rd | Castle Rock | Cowlitz | 64 | Storage - General - 730 | 586.24 | 230 |  |  |  | No Action |  | 5483 | 230 | 5713 | [6 empty] | 230 | 230 | [6 empty] | 230 | 230 | [6 empty] | 230 | 230 | [6 empty] | 230 | 230 | [5 empty] | no | no | Unconditioned storage - modified table cost
A07429 | 490 | DNR | Natural Resources and Recreation | Environmental Protection | 601 Bond Rd | Castle Rock | Cowlitz | 420 | Storage - Hazardous Materials - 736 | 3847.2 | 1512 |  |  |  | No Action |  | 14000 | 1512 | 15512 | [6 empty] | 1512 | 1512 | [6 empty] | 1512 | 1512 | [6 empty] | 1512 | 1512 | [6 empty] | 1512 | 1512 | [5 empty] | no | no | Unconditioned storage - modified table cost
A07699 | 490 | DNR | Natural Resources and Recreation | Administration | 601 Bond Rd | Castle Rock | Cowlitz | 12748 | Office - Administrative - 311 | 116771.68 | 129520 |  |  |  | Major Improvement |  | 7000 | 129520 | 136520 | [6 empty] | 129520 | 129520 |  |  |  |  | 389475 |  | 129520 | 129520 | [6 empty] | 129520 | 129520 | [6 empty] | 129520 | 129520 | [5 empty] | yes | yes | MW Preservation sub-project fire suppression - modified table cost
A25360 | 490 | DNR | Natural Resources and Recreation | Abernathy Communications Site | 542 Oswalt Lane | Castle Rock | Cowlitz | 800 | It And Communications - 710 | 7328 | 833 |  |  |  |  | 6.9 | 7000 |  | 7000 |  |  |  |  | 4505 |  |  | 0 |  |  |  |  | 6163 |  |  | 0 |  |  |  |  | 14410 |  |  | 0 |  |  |  |  | 9170 |  |  | 0 |  |  |  |  | 4978 |  |  | These facilities are in combination with land leases outside of the facility area, sometimes tower improvment leases, sometimes ground leases for tennant owned improvements. Lease rates are not separated clearly between use of space and tower or ground lease. Maintenance has been defered. Intended project timelines include: '25 veg, trash, cleaning, '26 roof, '27 siding & paint, '28 mech & elec, '29 fence, 'Priority Rank is out of 10 and based on county population, 'geographic factor = 2 - Priority Rank/10, 'veg, trash, cleaning = geographic factor * ($3k base cost + $1/sqft * bldg sqft), 'roof = geographic factor * ($3k base cost + $10/sqft * bldg sqft), 'siding & paint = geographic factor * ($3k base cost + $10/sqft * bldg sqft), 'mech & elec = geographic factor * ($3k base cost + $5/sqft * bldg sqft), 'fence = geographic factor * ($3k base cost + $1/sqft * bldg sqft)
A25409 | 490 | DNR | Natural Resources and Recreation | Castle Rock Tree Cooler | 601 Bond Rd | Castle Rock | Cowlitz | 1000 | Greenhouse Service - 585 | 9160 | 217 |  |  |  | No Action |  | 7000 | 7110 | 14110 | [6 empty] | 7110 | 7110 | [6 empty] | 7110 | 7110 | [6 empty] | 7110 | 7110 | [6 empty] | 7110 | 7110 | [5 empty] | no | no | Refrigerated Building - modified table cost
A25940 | 490 | DNR | Natural Resources and Recreation |  | Bradley Day ORV Trailhead | Cathlamet | Wahkiakum | 64 | Public Restroom - 508 | 586.24 | 833 |  |  |  | No Action |  | 833 |  | 833 | [5 empty] | 866.32 |  | 866.32 | [5 empty] | 900.9728 |  | 900.9728 | [5 empty] | 937.0117 |  | 937.0117 | [5 empty] | 974.4922 |  | 974.4922 | [5 empty] | No | No | Cost based on actual average statewide cost per VAULT (Not Sq ft)
A01081 | 490 | DNR | Natural Resources and Recreation | Vehicle Storage / Radio Shop / Sma | 1405 Rush Rd | Chehalis | Lewis | 5160 | Vehicle Storage Facilities - 740 | 47265.6 | 36687 |  |  |  | No Action |  | 14000 | 36687 | 50687 | [6 empty] | 36687 | 36687 | [6 empty] | 36687 | 36687 | [6 empty] | 36687 | 36687 | [6 empty] | 36687 | 36687 | [5 empty] | no | no | conditioned fire station shop and storage - modified table rate
A01279 | 490 | DNR | Natural Resources and Recreation | Chehalis Wc | 1405 Rush Rd | Chehalis | Lewis | 8421 | Office - Field - 314 | 77136.36 | 85557 |  |  |  | Major Improvement |  | 14000 | 85557 | 99557 | [6 empty] | 85557 | 85557 |  |  |  |  | 528775 |  | 85557 | 85557 | [6 empty] | 85557 | 85557 | [6 empty] | 85557 | 85557 | [5 empty] | no | no | MW Preservation - lead/asbestos mitigation - flooring/wall surfaces
A01675 | 490 | DNR | Natural Resources and Recreation | Shop / Warehouse | 1405 Rush Rd | Chehalis | Lewis | 5300 | Shop - 720 | 48548 | 37683 |  |  |  | No Action |  | 14000 | 37683 | 51683 | [6 empty] | 37683 | 37683 | [6 empty] | 37683 | 37683 | [6 empty] | 37683 | 37683 | [6 empty] | 37683 | 37683 | [5 empty] | no | no | conditioned radio shop and storage - modified table rate
A01831 | 490 | DNR | Natural Resources and Recreation | Well House | 1405 Rush Rd | Chehalis | Lewis | 100 | Mechanical - 30 | 916 | 179 |  |  |  | No Action |  | 14000 | 179 | 14179 | [6 empty] | 179 | 179 | [6 empty] | 179 | 179 | [6 empty] | 179 | 179 | [6 empty] | 179 | 179 | [5 empty] | no | no | unconditioned - modified table rate.
A02885 | 490 | DNR | Natural Resources and Recreation | Chemical Storage | 1405 Rush Rd | Chehalis | Lewis | 105 | Storage - Hazardous Materials - 736 | 961.8 | 180 |  |  |  | No Action |  | 14000 | 180 | 14180 | [6 empty] | 180 | 180 | [6 empty] | 180 | 180 | [6 empty] | 180 | 180 | [6 empty] | 180 | 180 | [5 empty] | no | no | unconditioned, unenclosed structure - modified table rate
A04147 | 490 | DNR | Natural Resources and Recreation | Fuel Station | 1405 Rush Rd | Chehalis | Lewis | 378 | Storage - Hazardous Materials - 736 | 3462.48 | 1353 |  |  |  | No Action |  | 7000 | 1353 | 8353 | [6 empty] | 1353 | 1353 | [6 empty] | 1353 | 1353 | [6 empty] | 1353 | 1353 | [6 empty] | 1353 | 1353 | [5 empty] | no | no | Unconditioned lubricant storage - modified table rate
A09117 | 490 | DNR | Natural Resources and Recreation | Conference / Timber Sales | 1405 Rush Rd | Chehalis | Lewis | 1876 | Training Room - 120 | 17184.16 | 16077 |  |  |  | No Action |  | 14000 | 16077 | 30077 | [6 empty] | 16077 | 16077 | [6 empty] | 16077 | 16077 | [6 empty] | 16077 | 16077 | [6 empty] | 16077 | 16077 | [5 empty] | no | no | Fire office - modified table rate
A26985 | 490 | DNR | Natural Resources and Recreation |  | 1405 Rush Road | Chehalis | Lewis | 1200 | Greenhouse Service - 585 | 10992 | 8532 |  |  |  | No Action |  | 7000 | 8532 | 15532 | [6 empty] | 8532 | 8532 | [6 empty] | 8532 | 8532 | [6 empty] | 8532 | 8532 | [6 empty] | 8532 | 8532 | [5 empty] | no | no | Refrigerated building - modified table rate
A25699 | 490 | DNR | Natural Resources and Recreation |  | Chelan Butte Communications Site | Chelan | Chelan | 128 | It And Communications - 710 | 1172.48 | 217 |  |  |  |  | 5.3 | 7000 |  | 7000 |  |  |  |  | 6156 |  |  | 0 |  |  |  |  | 17820 |  |  | 0 |  |  |  |  | 6163 |  |  | 0 |  |  |  |  | 5242 |  |  | 0 |  |  |  |  | 4504 |  |  | These facilities are in combination with land leases outside of the facility area, sometimes tower improvment leases, sometimes ground leases for tennant owned improvements. Lease rates are not separated clearly between use of space and tower or ground lease. Maintenance has been defered. Intended project timelines include: '25 veg, trash, cleaning, '26 roof, '27 siding & paint, '28 mech & elec, '29 fence, 'Priority Rank is out of 10 and based on county population, 'geographic factor = 2 - Priority Rank/10, 'veg, trash, cleaning = geographic factor * ($3k base cost + $1/sqft * bldg sqft), 'roof = geographic factor * ($3k base cost + $10/sqft * bldg sqft), 'siding & paint = geographic factor * ($3k base cost + $10/sqft * bldg sqft), 'mech & elec = geographic factor * ($3k base cost + $5/sqft * bldg sqft), 'fence = geographic factor * ($3k base cost + $1/sqft * bldg sqft)
A26606 | 490 | DNR | Natural Resources and Recreation |  | 3215 Flowery Trail Rd | Chewelah | Stevens | 9375 | Assembly - 610 | 85875 | 69937 |  |  |  | New Space | 5 | 7000 | 69937 | 76937 | [6 empty] | 69937 | 69937 | [6 empty] | 69937 | 69937 | [6 empty] | 69937 | 69937 | [6 empty] | 69937 | 69937 | [5 empty] | yes | yes | Trust owned - planned sale; DP is to relocate admin functions to Colville
A26607 | 490 | DNR | Natural Resources and Recreation |  | 3215 Flowery Trail Rd | Chewelah | Stevens | 3672 | Shop - 720 | 33635.52 | 24566 |  |  |  | New Space | 5 | 14000 | 24566 | 38566 | [6 empty] | 24566 | 24566 | [6 empty] | 24566 | 24566 | [6 empty] | 24566 | 24566 | [6 empty] | 24566 | 24566 | [5 empty] | yes | yes | Trust owned - planned sale; DP is to relocate admin functions to Colville
A26608 | 490 | DNR | Natural Resources and Recreation |  | 3215 Flowery Trail Rd | Chewelah | Stevens | 5360 | Classroom - 110 | 49097.6 | 39985 |  |  |  | New Space | 5 | 7000 | 39985 | 46985 | [6 empty] | 39985 | 39985 | [6 empty] | 39985 | 39985 | [6 empty] | 39985 | 39985 | [6 empty] | 39985 | 39985 | [5 empty] | yes | yes | Trust owned - planned sale; DP is to relocate admin functions to Colville
A26609 | 490 | DNR | Natural Resources and Recreation |  | 3215 Flowery Trail Rd | Chewelah | Stevens | 6720 | Sleeping Room, Apartments, House - 900 | 61555.2 | 50131 |  |  |  | New Space | 5 | 14000 | 50131 | 64131 | [6 empty] | 50131 | 50131 | [6 empty] | 50131 | 50131 | [6 empty] | 50131 | 50131 | [6 empty] | 50131 | 50131 | [5 empty] | yes | yes | Trust owned - planned sale; DP is to relocate admin functions to Colville
A26610 | 490 | DNR | Natural Resources and Recreation |  | 3215 Flowery Trail Rd | Chewelah | Stevens | 4859 | Sleeping Room, Apartments, House - 900 | 44508.44 | 36148 |  |  |  | New Space | 5 | 7000 | 36148 | 43148 | [6 empty] | 36148 | 36148 | [6 empty] | 36148 | 36148 | [6 empty] | 36148 | 36148 | [6 empty] | 36148 | 36148 | [5 empty] | yes | yes | Trust owned - planned sale; DP is to relocate admin functions to Colville
A26611 | 490 | DNR | Natural Resources and Recreation |  | 3215 Flowery Trail Rd | Chewelah | Stevens | 1224 | Classroom - 110 | 11211.84 | 9131 |  |  |  | New Space | 5 | 7000 | 9131 | 16131 | [6 empty] | 9131 | 9131 | [6 empty] | 9131 | 9131 | [6 empty] | 9131 | 9131 | [6 empty] | 9131 | 9131 | [5 empty] | yes | yes | Trust owned - planned sale; DP is to relocate admin functions to Colville
A26612 | 490 | DNR | Natural Resources and Recreation |  | 3215 Flowery Trail Rd | Chewelah | Stevens | 314 | Mechanical - 30 | 2876.24 | 1067 |  |  |  | No Action | 5 | 7000 | 1067 | 8067 | [6 empty] | 1067 | 1067 | [6 empty] | 1067 | 1067 | [6 empty] | 1067 | 1067 | [6 empty] | 1067 | 1067 | [5 empty] | yes | yes | Trust owned - planned sale; DP is to relocate admin functions to Colville
A00154 | 490 | DNR | Natural Resources and Recreation | Office | 5310 Eaglemount Rd | Chimacum | Jefferson | 1404 | Office - Field - 314 | 12860.64 | 13990 |  |  |  | No Action |  | 7000 | 13990 | 20990 | [6 empty] | 13990 | 13990 | [6 empty] | 13990 | 13990 | [6 empty] | 13990 | 13990 | [6 empty] | 13990 | 13990 | [5 empty] | no | no | Conditioned Office space - modified table rate
A02216 | 490 | DNR | Natural Resources and Recreation | Metal Shed / Storage | 5310 Eaglemount Rd | Chimacum | Jefferson | 1350 | Vehicle Storage Facilities - 740 | 12366 | 5173 |  |  |  | No Action |  | 7000 | 5173 | 12173 | [6 empty] | 5173 | 5173 | [6 empty] | 5173 | 5173 | [6 empty] | 5173 | 5173 | [6 empty] | 5173 | 5173 | [5 empty] | no | no | Unconditioned storage - modified table rate
A04012 | 490 | DNR | Natural Resources and Recreation | Oil Storage | 5310 Eaglemount Rd | Chimacum | Jefferson | 150 | Storage - Hazardous Materials - 736 | 1374 | 575 |  |  |  | No Action |  | 7000 | 575 | 7575 | [6 empty] | 575 | 575 | [6 empty] | 575 | 575 | [6 empty] | 575 | 575 | [6 empty] | 575 | 575 | [5 empty] | no | no | Unconditioned storage - modified table rate
A07420 | 490 | DNR | Natural Resources and Recreation | Pump House | 5310 Eaglemount Rd | Chimacum | Jefferson | 64 | Mechanical - 30 | 586.24 | 245 |  |  |  | No Action |  | 7000 | 245 | 7245 | [6 empty] | 245 | 245 | [6 empty] | 245 | 245 | [6 empty] | 245 | 245 | [6 empty] | 245 | 245 | [5 empty] | no | no | Unconditioned storage well house - modified table rate
A25760 | 490 | DNR | Natural Resources and Recreation |  | 5310 Eaglemount Rd | Chimacum | Jefferson | 1000 | Office - Field - 314 | 9160 | 9965 |  |  |  | No Action |  | 7000 | 9965 | 16965 | [6 empty] | 9965 | 9965 | [6 empty] | 9965 | 9965 | [6 empty] | 9965 | 9965 | [6 empty] | 9965 | 9965 | [5 empty] | no | no | Conditioned Office space - modified table rate
A01334 | 490 | DNR | Natural Resources and Recreation | Paint House | 2211 Airport Rd | Cle Elum | Kittitas | 80 | Storage - Hazardous Materials - 736 | 732.8 | 283 |  |  |  | No Action |  | 7000 | 283 | 7283 | [6 empty] | 283 | 283 | [6 empty] | 283 | 283 | [6 empty] | 283 | 283 | [6 empty] | 283 | 283 | [5 empty] | no | no | Unconditioned - modified table rate
A04428 | 490 | DNR | Natural Resources and Recreation | Residence | 2211 Airport Rd | Cle Elum | Kittitas | 1880 | Office - Field - 314 | 17220.8 | 14720 |  |  |  | No Action |  | 7000 | 14720 | 21720 | [6 empty] | 14720 | 14720 | [6 empty] | 14720 | 14720 | [6 empty] | 14720 | 14720 | [6 empty] | 14720 | 14720 | [5 empty] | no | no | Conditioned Office space - modified table rate
A05110 | 490 | DNR | Natural Resources and Recreation | Pump House | 2211 Airport Rd | Cle Elum | Kittitas | 80 | Mechanical - 30 | 732.8 | 283 |  |  |  | No Action |  | 7000 | 283 | 7283 | [6 empty] | 283 | 283 | [6 empty] | 283 | 283 | [6 empty] | 283 | 283 | [6 empty] | 283 | 283 | [5 empty] | no | no | Unconditioned - modified table rate
A06685 | 490 | DNR | Natural Resources and Recreation | Metal Shed / Shop | 2211 Airport Rd | Cle Elum | Kittitas | 1802 | Vehicle Storage Facilities - 740 | 16506.32 | 6379 |  |  |  | No Action |  | 14000 | 6379 | 20379 | [6 empty] | 6379 | 6379 | [6 empty] | 6379 | 6379 | [6 empty] | 6379 | 6379 | [6 empty] | 6379 | 6379 | [5 empty] | no | no | Unconditioned - modified table rate
A08150 | 490 | DNR | Natural Resources and Recreation | Office & Crew Quarters | 2211 Airport Rd | Cle Elum | Kittitas | 1325 | Office - Field - 314 | 12137 | 10375 |  |  |  | No Action |  | 7000 | 10375 | 17375 | [6 empty] | 10375 | 10375 | [6 empty] | 10375 | 10375 | [6 empty] | 10375 | 10375 | [6 empty] | 10375 | 10375 | [5 empty] | no | no | Conditioned Office space - modified table rate
A25689 | 490 | DNR | Natural Resources and Recreation |  | Peoh Point | Cle Elum | Kittitas | 196 | Mechanical - 30 | 1795.36 | [6 empty] | 14000 |  | 14000 | [7 empty] | 0 | [7 empty] | 0 | [7 empty] | 0 | [7 empty] | 0
A25880 | 490 | DNR | Natural Resources and Recreation |  | 4394 TEANAWAY MIDDLE FORK RD | Cle Elum | Kittitas | 64 | Public Restroom - 508 | 586.24 | 7000 |  |  |  | No Action |  | 7000 |  | 7000 | [5 empty] | 7280 |  | 7280 | [5 empty] | 7571.2 |  | 7571.2 | [5 empty] | 7874.048 |  | 7874.048 | [5 empty] | 8189.0099 |  | 8189.0099 | [5 empty] | No | No | Cost based on actual average statewide cost per VAULT (Not Sq ft)
A25881 | 490 | DNR | Natural Resources and Recreation |  | 4394 TEANAWAY MIDDLE FORK RD | Cle Elum | Kittitas | 64 | Public Restroom - 508 | 586.24 | 7000 |  |  |  | No Action |  | 7000 |  | 7000 | [5 empty] | 7280 |  | 7280 | [5 empty] | 7571.2 |  | 7571.2 | [5 empty] | 7874.048 |  | 7874.048 | [5 empty] | 8189.0099 |  | 8189.0099 | [5 empty] | No | No | Cost based on actual average statewide cost per VAULT (Not Sq ft)
A25882 | 490 | DNR | Natural Resources and Recreation |  | 291 TEANAWAY RD | Cle Elum | Kittitas | 64 | Public Restroom - 508 | 586.24 | 7000 |  |  |  | No Action |  | 7000 |  | 7000 | [5 empty] | 7280 |  | 7280 | [5 empty] | 7571.2 |  | 7571.2 | [5 empty] | 7874.048 |  | 7874.048 | [5 empty] | 8189.0099 |  | 8189.0099 | [5 empty] | No | No | Cost based on actual average statewide cost per VAULT (Not Sq ft)
A25883 | 490 | DNR | Natural Resources and Recreation |  | 291 TEANAWAY RD | Cle Elum | Kittitas | 64 | Public Restroom - 508 | 586.24 | 7000 |  |  |  | No Action |  | 7000 |  | 7000 | [5 empty] | 7280 |  | 7280 | [5 empty] | 7571.2 |  | 7571.2 | [5 empty] | 7874.048 |  | 7874.048 | [5 empty] | 8189.0099 |  | 8189.0099 | [5 empty] | No | No | Cost based on actual average statewide cost per VAULT (Not Sq ft)
A25884 | 490 | DNR | Natural Resources and Recreation |  | 291 TEANAWAY RD | Cle Elum | Kittitas | 64 | Storage - General - 730 | 586.24 | [6 empty] | 7000 |  | 7000 | [7 empty] | 0 | [7 empty] | 0 | [7 empty] | 0 | [7 empty] | 0
A26007 | 490 | DNR | Natural Resources and Recreation |  | 291 TEANAWAY RD | Cle Elum | Kittitas | 200 | Storage - General - 730 | 1832 | [6 empty] | 14000 |  | 14000 | [7 empty] | 0 | [7 empty] | 0 | [7 empty] | 0 | [7 empty] | 0
A00351 | 490 | DNR | Natural Resources and Recreation | Dispatch Center | 225 Silke Rd | Colville | Stevens | 4096 | Office - Field - 314 | 37519.36 | 37929 |  |  |  | No Action |  | 7000 | 37929 | 44929 | [6 empty] | 37929 | 37929 | [6 empty] | 37929 | 37929 | [6 empty] | 37929 | 37929 | [6 empty] | 37929 | 37929 | [5 empty] | No | no
A03726 | 490 | DNR | Natural Resources and Recreation | Environmental Protection | 225 S Silke Rd | Colville | Stevens | 420 | Storage - Hazardous Materials - 736 | 3847.2 | 2822 |  |  |  | No Action |  | 7000 | 2822 | 9822 | [6 empty] | 2822 | 2822 | [6 empty] | 2822 | 2822 | [6 empty] | 2822 | 2822 | [6 empty] | 2822 | 2822 | [5 empty] | No | no
A03749 | 490 | DNR | Natural Resources and Recreation | Open Storage | 225 S Silke Rd | Colville | Stevens | 2304 | Vehicle Storage Facilities - 740 | 21104.64 | 3928 |  |  |  | No Action |  | 7000 | 3928 | 10928 | [6 empty] | 3928 | 3928 | [6 empty] | 3928 | 3928 | [6 empty] | 3928 | 3928 | [6 empty] | 3928 | 3928 | [5 empty] | No | no
A05133 | 490 | DNR | Natural Resources and Recreation | Vehicle Maintenance | 225 S Silke Rd | Colville | Stevens | 3888 | Shop - 720 | 35614.08 | 26516 |  |  |  | Major Improvement | 3 | 14000 | 26516 | 40516 | [6 empty] | 26516 | 26516 |  |  |  |  | 1303350 |  | 26516 | 26516 | [6 empty] | 26516 | 26516 | [6 empty] | 26516 | 26516 | [5 empty] | yes | yes | MW Programatic - construct Hvy Equip Shop
A05307 | 490 | DNR | Natural Resources and Recreation | Hq Office | 225 S Silke Rd | Colville | Stevens | 7300 | Office - Administrative - 311 | 66868 | 67598 |  |  |  | New Space |  | 14000 | 67598 | 81598 | [6 empty] | 67598 | 67598 | [6 empty] | 67598 | 67598 | [6 empty] | 67598 | 67598 | [6 empty] | 67598 | 67598
A05708 | 490 | DNR | Natural Resources and Recreation | Storage Building #3 | 225 S Silke Rd | Colville | Stevens | 240 | Storage - General - 730 | 2198.4 | 409 |  |  |  | No Action |  | 14000 | 409 | 14409 | [6 empty] | 409 | 409 | [6 empty] | 409 | 409 | [6 empty] | 409 | 409 | [6 empty] | 409 | 409
A06166 | 490 | DNR | Natural Resources and Recreation | Storage Building #4 | 225 S Silke Rd | Colville | Stevens | 240 | Storage - General - 730 | 2198.4 | 409 |  |  |  | No Action |  | 7000 | 409 | 7409 | [6 empty] | 409 | 409 | [6 empty] | 409 | 409 | [6 empty] | 409 | 409 | [6 empty] | 409 | 409
A06921 | 490 | DNR | Natural Resources and Recreation | NEWICC | 225 S Silke Rd | Colville | Stevens | 4096 | Other - Facility - 590 | 37519.36 | 37929 |  |  |  | No Action |  | 7000 | 37929 | 44929 | [6 empty] | 37929 | 37929 | [6 empty] | 37929 | 37929 | [6 empty] | 37929 | 37929 | [6 empty] | 37929 | 37929
A07159 | 490 | DNR | Natural Resources and Recreation | Closed Storage Shed | 225 S Silke Rd | Colville | Stevens | 2928 | Vehicle Storage Facilities - 740 | 26820.48 | 9984 |  |  |  | No Action |  | 7000 | 9984 | 16984 | [6 empty] | 9984 | 9984 | [6 empty] | 9984 | 9984 | [6 empty] | 9984 | 9984 | [6 empty] | 9984 | 9984
A07724 | 490 | DNR | Natural Resources and Recreation | Storage Building #1 | 225 S Silke Rd | Colville | Stevens | 100 | Storage - General - 730 | 916 | 171 |  |  |  | No Action |  | 14000 | 171 | 14171 | [6 empty] | 171 | 171 | [6 empty] | 171 | 171 | [6 empty] | 171 | 171 | [6 empty] | 171 | 171
A08295 | 490 | DNR | Natural Resources and Recreation | Gas House | 225 S Silke Rd | Colville | Stevens | 400 | Storage - Hazardous Materials - 736 | 3664 | 1364 |  |  |  | No Action |  | 7000 | 1364 | 8364 | [6 empty] | 1364 | 1364 | [6 empty] | 1364 | 1364 | [6 empty] | 1364 | 1364 | [6 empty] | 1364 | 1364
A09516 | 490 | DNR | Natural Resources and Recreation | Warehouse / Shop | 225 S Silke Rd | Colville | Stevens | 5964 | Storage - General - 730 | 54630.24 | 40674 |  |  |  | No Action |  | 7000 | 40674 | 47674 |  |  |  |  | 76088 |  | 40674 | 40674 | [6 empty] | 40674 | 40674 | [6 empty] | 40674 | 40674 | [6 empty] | 40674 | 40674
A10879 | 490 | DNR | Natural Resources and Recreation | Armory Gym | 225 S Silke Rd | Colville | Stevens | 7090 | Storage - General - 730 | 64944.4 | 65653 |  |  |  | No Action |  | 7000 | 65653 | 72653 | [6 empty] | 65653 | 65653 | [6 empty] | 65653 | 65653 | [6 empty] | 65653 | 65653 | [6 empty] | 65653 | 65653
A25282 | 490 | DNR | Natural Resources and Recreation |  | 225 S Silke Rd | Colville | Stevens | 1440 | Office - Field - 314 | 13190.4 | 13344 |  |  |  | New Space | 5 | 7000 | 13344 | 20344 | [6 empty] | 13344 | 13344 |  |  |  |  | 408838 |  | 13344 | 13344 | [6 empty] | 13344 | 13344 | [6 empty] | 13344 | 13344 |  |  |  |  | 8014229 | Yes | yes | Design phase 25-27; construction 27-27 - relocation of Chewelah personnel
A25299 | 490 | DNR | Natural Resources and Recreation | Douglas Falls Grange Park Shelter | 631 Douglas Falls Rd | Colville | Stevens | 720 | Recreation - 670 | 6595.2 | 6600 |  |  |  | No Action |  | 6600 |  | 6600 | [5 empty] | 6864 |  | 6864 | [5 empty] | 7138.56 |  | 7138.56 | [5 empty] | 7424.1024 |  | 7424.1024 | [5 empty] | 7721.0665 |  | 7721.0665 | [5 empty] | No | No
A25300 | 490 | DNR | Natural Resources and Recreation | Paradis Peak Communications Shelter | Paradis Peak Rd | Colville | Stevens | 800 | It And Communications - 710 | 7328 | 833 |  |  |  |  | 3.8 | 7000 |  | 7000 |  |  |  |  | 6156 |  |  | 0 |  |  |  |  | 17820 |  |  | 0 |  |  |  |  | 17820 |  |  | 0 |  |  |  |  | 11340 |  |  | 0 |  |  |  |  | 6156 |  |  | These facilities are in combination with land leases outside of the facility area, sometimes tower improvment leases, sometimes ground leases for tennant owned improvements. Lease rates are not separated clearly between use of space and tower or ground lease. Maintenance has been defered. Intended project timelines include: '25 veg, trash, cleaning, '26 roof, '27 siding & paint, '28 mech & elec, '29 fence, 'Priority Rank is out of 10 and based on county population, 'geographic factor = 2 - Priority Rank/10, 'veg, trash, cleaning = geographic factor * ($3k base cost + $1/sqft * bldg sqft), 'roof = geographic factor * ($3k base cost + $10/sqft * bldg sqft), 'siding & paint = geographic factor * ($3k base cost + $10/sqft * bldg sqft), 'mech & elec = geographic factor * ($3k base cost + $5/sqft * bldg sqft), 'fence = geographic factor * ($3k base cost + $1/sqft * bldg sqft)
A25301 | 490 | DNR | Natural Resources and Recreation | Paradis Peak Generator Building | Paradis Peak Rd | Colville | Stevens | 800 | It And Communications - 710 | 7328 | 833 |  |  |  |  | 3.8 | 7000 |  | 7000 |  |  |  |  | 6156 |  |  | 0 |  |  |  |  | 17820 |  |  | 0 |  |  |  |  | 17820 |  |  | 0 |  |  |  |  | 11340 |  |  | 0 |  |  |  |  | 6156 |  |  | These facilities are in combination with land leases outside of the facility area, sometimes tower improvment leases, sometimes ground leases for tennant owned improvements. Lease rates are not separated clearly between use of space and tower or ground lease. Maintenance has been defered. Intended project timelines include: '25 veg, trash, cleaning, '26 roof, '27 siding & paint, '28 mech & elec, '29 fence, 'Priority Rank is out of 10 and based on county population, 'geographic factor = 2 - Priority Rank/10, 'veg, trash, cleaning = geographic factor * ($3k base cost + $1/sqft * bldg sqft), 'roof = geographic factor * ($3k base cost + $10/sqft * bldg sqft), 'siding & paint = geographic factor * ($3k base cost + $10/sqft * bldg sqft), 'mech & elec = geographic factor * ($3k base cost + $5/sqft * bldg sqft), 'fence = geographic factor * ($3k base cost + $1/sqft * bldg sqft)
A25305 | 490 | DNR | Natural Resources and Recreation | Monumental Mountain Communications Site | 617 Monumental Rd | Colville | Stevens | 800 | It And Communications - 710 | 7328 | 833 |  |  |  |  | 3.8 | 14000 |  | 14000 |  |  |  |  | 5852 |  |  | 0 |  |  |  |  | 7220 |  |  | 0 |  |  |  |  | 17820 |  |  | 0 |  |  |  |  | 11340 |  |  | 0 |  |  |  |  | 6156 |  |  | These facilities are in combination with land leases outside of the facility area, sometimes tower improvment leases, sometimes ground leases for tennant owned improvements. Lease rates are not separated clearly between use of space and tower or ground lease. Maintenance has been defered. Intended project timelines include: '25 veg, trash, cleaning, '26 roof, '27 siding & paint, '28 mech & elec, '29 fence, 'Priority Rank is out of 10 and based on county population, 'geographic factor = 2 - Priority Rank/10, 'veg, trash, cleaning = geographic factor * ($3k base cost + $1/sqft * bldg sqft), 'roof = geographic factor * ($3k base cost + $10/sqft * bldg sqft), 'siding & paint = geographic factor * ($3k base cost + $10/sqft * bldg sqft), 'mech & elec = geographic factor * ($3k base cost + $5/sqft * bldg sqft), 'fence = geographic factor * ($3k base cost + $1/sqft * bldg sqft)
A25423 | 490 | DNR | Natural Resources and Recreation | Evidence Locker | 225 S Silke Rd | Colville | Stevens | 64 | Storage - Chain Of Custody - 733 | 586.24 | 109 |  |  |  | No Action |  | 14000 | 109 | 14109 | [6 empty] | 109 | 109 | [6 empty] | 109 | 109 | [6 empty] | 109 | 109 | [6 empty] | 109 | 109
A25865 | 490 | DNR | Natural Resources and Recreation |  | 631 Douglas Falls Rd | Colville | Stevens | 64 | Public Restroom - 508 | 586.24 | 7000 |  |  |  | No Action |  | 7000 |  | 7000 | [5 empty] | 7280 |  | 7280 | [5 empty] | 7571.2 |  | 7571.2 | [5 empty] | 7874.048 |  | 7874.048 | [5 empty] | 8189.0099 |  | 8189.0099 | [5 empty] | No | No | Cost based on actual average statewide cost per VAULT (Not Sq ft)
A25866 | 490 | DNR | Natural Resources and Recreation |  | 631 Douglas Falls Rd | Colville | Stevens | 64 | Public Restroom - 508 | 586.24 | 7000 |  |  |  | No Action |  | 7000 |  | 7000 | [5 empty] | 7280 |  | 7280 | [5 empty] | 7571.2 |  | 7571.2 | [5 empty] | 7874.048 |  | 7874.048 | [5 empty] | 8189.0099 |  | 8189.0099 | [5 empty] | No | No | Cost based on actual average statewide cost per VAULT (Not Sq ft)
A25867 | 490 | DNR | Natural Resources and Recreation |  | Rocky Lake Campground | Colville | Stevens | 64 | Public Restroom - 508 | 586.24 | 7000 |  |  |  | No Action |  | 7000 |  | 7000 | [5 empty] | 7280 |  | 7280 | [5 empty] | 7571.2 |  | 7571.2 | [5 empty] | 7874.048 |  | 7874.048 | [5 empty] | 8189.0099 |  | 8189.0099 | [5 empty] | No | No | Cost based on actual average statewide cost per VAULT (Not Sq ft)
A25868 | 490 | DNR | Natural Resources and Recreation |  | Starvation Lake Campground | Colville | Stevens | 64 | Public Restroom - 508 | 586.24 | 7000 |  |  |  | No Action |  | 7000 |  | 7000 | [5 empty] | 7280 |  | 7280 | [5 empty] | 7571.2 |  | 7571.2 | [5 empty] | 7874.048 |  | 7874.048 | [5 empty] | 8189.0099 |  | 8189.0099 | [5 empty] | No | No | Cost based on actual average statewide cost per VAULT (Not Sq ft)
A25869 | 490 | DNR | Natural Resources and Recreation |  | Flodelle Campground | Colville | Stevens | 128 | Public Restroom - 508 | 1172.48 | 14000 |  |  |  | No Action |  | 14000 |  | 14000 | [5 empty] | 14560 |  | 14560 | [5 empty] | 15142.4 |  | 15142.4 | [5 empty] | 15748.096 |  | 15748.096 | [5 empty] | 16378.0198 |  | 16378.0198 | [5 empty] | No | No | Cost based on actual average statewide cost per VAULT (Not Sq ft)
A25870 | 490 | DNR | Natural Resources and Recreation |  | Sherry Creek Campground | Colville | Stevens | 64 | Public Restroom - 508 | 586.24 | 7000 |  |  |  | No Action |  | 7000 |  | 7000 | [5 empty] | 7280 |  | 7280 | [5 empty] | 7571.2 |  | 7571.2 | [5 empty] | 7874.048 |  | 7874.048 | [5 empty] | 8189.0099 |  | 8189.0099 | [5 empty] | No | No | Cost based on actual average statewide cost per VAULT (Not Sq ft)
A25871 | 490 | DNR | Natural Resources and Recreation |  | Sherry Creek Campground | Colville | Stevens | 64 | Public Restroom - 508 | 586.24 | 7000 |  |  |  | No Action |  | 7000 |  | 7000 | [5 empty] | 7280 |  | 7280 | [5 empty] | 7571.2 |  | 7571.2 | [5 empty] | 7874.048 |  | 7874.048 | [5 empty] | 8189.0099 |  | 8189.0099 | [5 empty] | No | No | Cost based on actual average statewide cost per VAULT (Not Sq ft)
A25872 | 490 | DNR | Natural Resources and Recreation |  | Sherry Creek Campground | Colville | Stevens | 64 | Public Restroom - 508 | 586.24 | 7000 |  |  |  | No Action |  | 7000 |  | 7000 | [5 empty] | 7280 |  | 7280 | [5 empty] | 7571.2 |  | 7571.2 | [5 empty] | 7874.048 |  | 7874.048 | [5 empty] | 8189.0099 |  | 8189.0099 | [5 empty] | No | No | Cost based on actual average statewide cost per VAULT (Not Sq ft)
A25748 | 490 | DNR | Natural Resources and Recreation |  | 1579 Lake Merrill Rd | Cougar | Cowlitz | 160 | Public Restroom - 508 | 1465.6 | 14000 |  |  |  | No Action |  | 14000 |  | 14000 | [5 empty] | 14560 |  | 14560 | [5 empty] | 15142.4 |  | 15142.4 | [5 empty] | 15748.096 |  | 15748.096 | [5 empty] | 16378.0198 |  | 16378.0198 | [5 empty] | No | No | Cost based on actual average statewide cost per VAULT (Not Sq ft)
A25749 | 490 | DNR | Natural Resources and Recreation |  | 1579 Lake Merrill Rd | Cougar | Cowlitz | 80 | Public Restroom - 508 | 732.8 | 7000 |  |  |  | No Action |  | 7000 |  | 7000 | [5 empty] | 7280 |  | 7280 | [5 empty] | 7571.2 |  | 7571.2 | [5 empty] | 7874.048 |  | 7874.048 | [5 empty] | 8189.0099 |  | 8189.0099 | [5 empty] | No | No | Cost based on actual average statewide cost per VAULT (Not Sq ft)
A25307 | 490 | DNR | Natural Resources and Recreation | Republic Repeater | Bodie Mountain Road | Curlew | Ferry | 80 | It And Communications - 710 | 732.8 | 173 |  |  |  |  | 1 | 7000 |  | 7000 |  |  |  |  | 6100 |  |  | 0 |  |  |  |  | 8346 |  |  | 0 |  |  |  |  | 7220 |  |  | 0 |  |  |  |  | 6460 |  |  | 0 |  |  |  |  | 5852 |  |  | These facilities are in combination with land leases outside of the facility area, sometimes tower improvment leases, sometimes ground leases for tennant owned improvements. Lease rates are not separated clearly between use of space and tower or ground lease. Maintenance has been defered. Intended project timelines include: '25 veg, trash, cleaning, '26 roof, '27 siding & paint, '28 mech & elec, '29 fence, 'Priority Rank is out of 10 and based on county population, 'geographic factor = 2 - Priority Rank/10, 'veg, trash, cleaning = geographic factor * ($3k base cost + $1/sqft * bldg sqft), 'roof = geographic factor * ($3k base cost + $10/sqft * bldg sqft), 'siding & paint = geographic factor * ($3k base cost + $10/sqft * bldg sqft), 'mech & elec = geographic factor * ($3k base cost + $5/sqft * bldg sqft), 'fence = geographic factor * ($3k base cost + $1/sqft * bldg sqft)
A26834 | 490 | DNR | Natural Resources and Recreation | Dallesport Fire Center | 325 6th Ave | Dallesport | Klickitat | 19234 | Other - Facility - 590 | 176183.44 | 191859 |  |  |  | No Action |  | 7000 | 191859 | 198859 |  |  |  |  | 120000 |  | 191859 | 191859 | [6 empty] | 191859 | 191859 | [6 empty] | 191859 | 191859 | [6 empty] | 191859 | 191859 | [5 empty] | No | No | Fence construction FY25
A26835 | 490 | DNR | Natural Resources and Recreation | Dallesport Fire Center Annex | 325 6th Ave | Dallesport | Klickitat | 5460 | Sleeping Room, Apartments, House - 900 | 50013.6 | 54463 |  |  |  | Major Improvement |  | 7000 | 54463 | 61463 |  |  |  |  | 1175000 |  | 54463 | 54463 | [6 empty] | 54463 | 54463 | [6 empty] | 54463 | 54463 | [6 empty] | 54463 | 54463 | [5 empty] | No | No | CXT addition FY25 - Scheduled
A26836 | 490 | DNR | Natural Resources and Recreation | Dallesport Fire Center Storage Shed | 325 6th Ave | Dallesport | Klickitat | 600 | Storage - Temporary - 734 | 5496 | 2052 |  |  |  | No Action |  | 7000 | 2052 | 9052 | [6 empty] | 2052 | 2052 | [6 empty] | 2052 | 2052 | [6 empty] | 2052 | 2052 | [6 empty] | 2052 | 2052 | [5 empty] | No | No | Unconditioned storage shed modified table rate
A25711 | 490 | DNR | Natural Resources and Recreation | Thorn Point Communications Site | Thorn Point Communications site | Dayton | Columbia | 128 | It And Communications - 710 | 1172.48 | 217 |  |  |  |  | 0.5 | 14000 |  | 14000 |  |  |  |  | 5107 |  |  | 0 |  |  |  |  | 6888 |  |  | 0 |  |  |  |  | 8346 |  |  | 0 |  |  |  |  | 7098 |  |  | 0 |  |  |  |  | 6100 |  |  | These facilities are in combination with land leases outside of the facility area, sometimes tower improvment leases, sometimes ground leases for tennant owned improvements. Lease rates are not separated clearly between use of space and tower or ground lease. Maintenance has been defered. Intended project timelines include: '25 veg, trash, cleaning, '26 roof, '27 siding & paint, '28 mech & elec, '29 fence, 'Priority Rank is out of 10 and based on county population, 'geographic factor = 2 - Priority Rank/10, 'veg, trash, cleaning = geographic factor * ($3k base cost + $1/sqft * bldg sqft), 'roof = geographic factor * ($3k base cost + $10/sqft * bldg sqft), 'siding & paint = geographic factor * ($3k base cost + $10/sqft * bldg sqft), 'mech & elec = geographic factor * ($3k base cost + $5/sqft * bldg sqft), 'fence = geographic factor * ($3k base cost + $1/sqft * bldg sqft)
A00744 | 490 | DNR | Natural Resources and Recreation | Office | 908 E Crawford Ave | Deer Park | Spokane | 2436 | Office - Field - 314 | 22313.76 | 22557 |  |  |  | No Action |  | 7000 | 22557 | 29557 |  |  |  |  | 95888 |  | 22557 | 22557 | [6 empty] | 22557 | 22557 | [6 empty] | 22557 | 22557 | [6 empty] | 22557 | 22557 | [5 empty] | no | no
A00811 | 490 | DNR | Natural Resources and Recreation | Shop / Storage | 908 E Crawford Ave | Deer Park | Spokane | 4284 | Shop - 720 | 39241.44 | 28788 |  |  |  | No Action |  | 7000 | 28788 | 35788 | [6 empty] | 28788 | 28788 | [6 empty] | 28788 | 28788 | [6 empty] | 28788 | 28788 | [6 empty] | 28788 | 28788 | [5 empty] | no | no
A03215 | 490 | DNR | Natural Resources and Recreation | Fuel Storage | 908 E Crawford Ave | Deer Park | Spokane | 200 | Storage - General - 730 | 1832 | 682 |  |  |  | No Action |  | 14000 | 682 | 14682 | [6 empty] | 682 | 682 | [6 empty] | 682 | 682 | [6 empty] | 682 | 682 | [6 empty] | 682 | 682 | [5 empty] | no | no
A03918 | 490 | DNR | Natural Resources and Recreation | Environmental Protection | 908 E Crawford Ave | Deer Park | Spokane | 420 | Storage - Hazardous Materials - 736 | 3847.2 | 1432 |  |  |  | No Action |  | 7000 | 1432 | 8432 | [6 empty] | 1432 | 1432 | [6 empty] | 1432 | 1432 | [6 empty] | 1432 | 1432 | [6 empty] | 1432 | 1432 | [5 empty] | no | no
A05026 | 490 | DNR | Natural Resources and Recreation | Crew Quarters | 908 E Crawford Ave | Deer Park | Spokane | 1750 | Office - Field - 314 | 16030 | 16205 |  |  |  | No Action |  | 7000 | 16205 | 23205 | [6 empty] | 16205 | 16205 | [6 empty] | 16205 | 16205 | [6 empty] | 16205 | 16205 | [6 empty] | 16205 | 16205 | [5 empty] | no | no
A08040 | 490 | DNR | Natural Resources and Recreation | Conference / Training | 908 E Crawford Ave | Deer Park | Spokane | 960 | Training Room - 120 | 8793.6 | 8890 |  |  |  | No Action |  | 7000 | 8890 | 15890 | [6 empty] | 8890 | 8890 | [6 empty] | 8890 | 8890 | [6 empty] | 8890 | 8890 | [6 empty] | 8890 | 8890 | [5 empty] | no | no
A09752 | 490 | DNR | Natural Resources and Recreation | Metal Storage | 908 E Crawford Ave | Deer Park | Spokane | 1728 | Storage - General - 730 | 15828.48 | [6 empty] | 7000 |  | 7000 | [7 empty] | 0 | [7 empty] | 0 | [7 empty] | 0 | [7 empty] | 0
A25876 | 490 | DNR | Natural Resources and Recreation |  | Dragoon Campground | Deer Park | Spokane | 128 | Public Restroom - 508 | 1172.48 | 14000 |  |  |  | No Action |  | 14000 |  | 14000 | [5 empty] | 14560 |  | 14560 | [5 empty] | 15142.4 |  | 15142.4 | [5 empty] | 15748.096 |  | 15748.096 | [5 empty] | 16378.0198 |  | 16378.0198 | [5 empty] | No | No | Cost based on actual average statewide cost per VAULT (Not Sq ft)
A25877 | 490 | DNR | Natural Resources and Recreation |  | Dragoon Campground | Deer Park | Spokane | 64 | Public Restroom - 508 | 586.24 | 7000 |  |  |  | No Action |  | 7000 |  | 7000 | [5 empty] | 7280 |  | 7280 | [5 empty] | 7571.2 |  | 7571.2 | [5 empty] | 7874.048 |  | 7874.048 | [5 empty] | 8189.0099 |  | 8189.0099 | [5 empty] | No | No | Cost based on actual average statewide cost per VAULT (Not Sq ft)
A25878 | 490 | DNR | Natural Resources and Recreation |  | Dragoon Campground | Deer Park | Spokane | 64 | Public Restroom - 508 | 586.24 | 7000 |  |  |  | No Action |  | 7000 |  | 7000 | [5 empty] | 7280 |  | 7280 | [5 empty] | 7571.2 |  | 7571.2 | [5 empty] | 7874.048 |  | 7874.048 | [5 empty] | 8189.0099 |  | 8189.0099 | [5 empty] | No | No | Cost based on actual average statewide cost per VAULT (Not Sq ft)
A25879 | 490 | DNR | Natural Resources and Recreation |  | Dragoon Campground | Deer Park | Spokane | 64 | Public Restroom - 508 | 586.24 | 7000 |  |  |  | No Action |  | 7000 |  | 7000 | [5 empty] | 7280 |  | 7280 | [5 empty] | 7571.2 |  | 7571.2 | [5 empty] | 7874.048 |  | 7874.048 | [5 empty] | 8189.0099 |  | 8189.0099 | [5 empty] | No | No | Cost based on actual average statewide cost per VAULT (Not Sq ft)
A21355 | 490 | DNR | Natural Resources and Recreation | Walgreens Desmoines | 23003 Pacific Hwy S | Des Moines | King | 14820 | Merchandising - 660 | 135751.2 | 0 | [5 empty] | 0 | 0 | 0 | 289230 | [6 empty] | 0 | 289230 | [5 empty] | 0 | 0 | 289230 | [6 empty] | 0 | 289230 | [5 empty] | 0 | 0 | 289230 |  |  |  |  | No | No | This is a triple net lease. Unless Landlord incurs roof or foundation expenses, Tenant pays all costs. There is a Property Manager for this asset. Distribution to trust beneficiaries is 69%.
A25698 | 490 | DNR | Natural Resources and Recreation |  | Badger Mountain Communication Site | East Wenatchee | Douglas | 120 | It And Communications - 710 | 1099.2 | 210 |  |  |  |  | 3.6 | 7000 |  | 7000 |  |  |  |  | 4091 |  |  | 0 |  |  |  |  | 13102 |  |  | 0 |  |  |  |  | 6888 |  |  | 0 |  |  |  |  | 5904 |  |  | 0 |  |  |  |  | 5117 |  |  | These facilities are in combination with land leases outside of the facility area, sometimes tower improvment leases, sometimes ground leases for tennant owned improvements. Lease rates are not separated clearly between use of space and tower or ground lease. Maintenance has been defered. Intended project timelines include: '25 veg, trash, cleaning, '26 roof, '27 siding & paint, '28 mech & elec, '29 fence, 'Priority Rank is out of 10 and based on county population, 'geographic factor = 2 - Priority Rank/10, 'veg, trash, cleaning = geographic factor * ($3k base cost + $1/sqft * bldg sqft), 'roof = geographic factor * ($3k base cost + $10/sqft * bldg sqft), 'siding & paint = geographic factor * ($3k base cost + $10/sqft * bldg sqft), 'mech & elec = geographic factor * ($3k base cost + $5/sqft * bldg sqft), 'fence = geographic factor * ($3k base cost + $1/sqft * bldg sqft)
A25739 | 490 | DNR | Natural Resources and Recreation |  | Point Doughty | Eastsound | San Juan | 60 | Public Restroom - 508 | 549.6 | 7000 |  |  |  | No Action |  | 7000 |  | 7000 | [5 empty] | 7280 |  | 7280 | [5 empty] | 7571.2 |  | 7571.2 | [5 empty] | 7874.048 |  | 7874.048 | [5 empty] | 8189.0099 |  | 8189.0099 | [5 empty] | No | No | Cost based on actual average statewide cost per VAULT (Not Sq ft)
A25822 | 490 | DNR | Natural Resources and Recreation |  | Memorial Trailhead | Elbe | Pierce | 64 | Public Restroom - 508 | 586.24 | 7000 |  |  |  | No Action |  | 7000 |  | 7000 | [5 empty] | 7280 |  | 7280 | [5 empty] | 7571.2 |  | 7571.2 | [5 empty] | 7874.048 |  | 7874.048 | [5 empty] | 8189.0099 |  | 8189.0099 | [5 empty] | No | No | Cost based on actual average statewide cost per VAULT (Not Sq ft)
A01480 | 490 | DNR | Natural Resources and Recreation | Shop | 713 E Bowers Rd | Ellensburg | Kittitas | 2480 | Shop - 720 | 22716.8 | 17682 |  |  |  | No Action | 2 | 7000 |  | 7000 | [6 empty] | 17682 | 17682 |  |  |  |  | 53000 |  | 17682 | 17682 | [6 empty] | 17682 | 17682 | [6 empty] | 17682 | 17682 | [5 empty] | yes | Yes | MW Preservation - Conditioned shop - modified table costs
A09273 | 490 | DNR | Natural Resources and Recreation | Long Shed | 713 E Bowers Rd | Ellensburg | Kittitas | 3600 | Storage - General - 730 | 32976 | 25688 |  |  |  | No Action |  | 7000 |  | 7000 | [6 empty] | 25688 | 25688 | [6 empty] | 25688 | 25688 | [6 empty] | 25688 | 25688 | [6 empty] | 25688 | 25688 | [5 empty] | no | no | Conditioned shop and storage - modified table costs
A09564 | 490 | DNR | Natural Resources and Recreation | Se Hq | 713 E Bowers Rd | Ellensburg | Kittitas | 12907 | Office - Administrative - 311 | 118228.12 | 122616 |  |  |  | Major Improvement | 2 | 7000 |  | 7000 |  |  |  |  | 2000000 |  | 122616 | 122616 |  |  |  |  | 732475 |  | 122616 | 122616 | [6 empty] | 122616 | 122616 | [6 empty] | 122616 | 122616 | [5 empty] | yes | yes | MW Preservation - Roof and insulation
A25261 | 490 | DNR | Natural Resources and Recreation | Storage Warehouse | 713 E BOWERS RD | Ellensburg | Kittitas | 3200 | Warehouse - 741 | 29312 | 11424 |  |  |  | No Action |  | 7000 |  | 7000 | [6 empty] | 11424 | 11424 | [6 empty] | 11424 | 11424 | [6 empty] | 11424 | 11424 | [6 empty] | 11424 | 11424 | [5 empty] | no | no | Unconditioned warehouse space - modified table costs
A25788 | 490 | DNR | Natural Resources and Recreation |  | Porter Creek Campground | Elma | Grays Harbor | 128 | Public Restroom - 508 | 1172.48 | 14000 |  |  |  | No Action |  | 14000 |  | 14000 | [5 empty] | 14560 |  | 14560 | [5 empty] | 15142.4 |  | 15142.4 | [5 empty] | 15748.096 |  | 15748.096 | [5 empty] | 16378.0198 |  | 16378.0198 | [5 empty] | No | No | Cost based on actual average statewide cost per VAULT (Not Sq ft)
A01850 | 490 | DNR | Natural Resources and Recreation | Administration | 950 Farman St N | Enumclaw | King | 11852 | Office - Administrative - 311 | 108564.32 | 123024 |  |  |  | No Action |  | 7000 | 123024 | 130024 | [6 empty] | 123024 | 123024 | [6 empty] | 123024 | 123024 | [6 empty] | 123024 | 123024 | [6 empty] | 123024 | 123024 | [5 empty] | no | no
A02145 | 490 | DNR | Natural Resources and Recreation | Gas House / Chemical Storage | 950 Farman St N | Enumclaw | King | 448 | Storage - Hazardous Materials - 736 | 4103.68 | 1658 |  |  |  | New Space | 7 | 7000 | 1658 | 8658 | [6 empty] | 1658 | 1658 | [6 empty] | 1658 | 1658 | [6 empty] | 1658 | 1658 | [6 empty] | 1658 | 1658 | [5 empty] | yes | yes | Demolish & replace in new shop building - Pre-design 25-27
A02338 | 490 | DNR | Natural Resources and Recreation | Metal Shed Radio Shop | 950 Farman St N | Enumclaw | King | 1440 | Shop - 720 | 13190.4 | 10497 |  |  |  | New Space | 7 | 7000 | 10497 | 17497 | [6 empty] | 10497 | 10497 | [6 empty] | 10497 | 10497 | [6 empty] | 10497 | 10497 | [6 empty] | 10497 | 10497 | [5 empty] | yes | yes | Demolish & replace in new shop building - Pre-design 25-27
A06469 | 490 | DNR | Natural Resources and Recreation | Crew Quarters | 950 Farman St N | Enumclaw | King | 1502 | Meeting Room - 680 | 13758.32 | 15591 |  |  |  | No Action |  | 7000 | 15591 | 22591 | [6 empty] | 15591 | 15591 | [6 empty] | 15591 | 15591 | [6 empty] | 15591 | 15591 | [6 empty] | 15591 | 15591 | [5 empty] | no | no
A06968 | 490 | DNR | Natural Resources and Recreation | Shop / Warehouse | 950 Farman St N | Enumclaw | King | 2739 | Storage - General - 730 | 25089.24 | 20269 |  |  |  | New Space | 7 | 7000 | 20269 | 27269 | [6 empty] | 20269 | 20269 |  |  |  |  | 377253 |  | 20269 | 20269 | [6 empty] | 20269 | 20269 | [6 empty] | 20269 | 20269 |  |  |  |  | 656004 | yes | yes | Demolish & replace in new shop building - Pre-design 25-27
A25692 | 490 | DNR | Natural Resources and Recreation |  | Grass Mountain, Old Weyerhauser 5400 RD | Enumclaw | King | 972 | It And Communications - 710 | 8903.52 | 990 |  |  |  |  | 9.7 | 7000 |  | 7000 |  |  |  |  | 4352 |  |  | 0 |  |  |  |  | 6800 |  |  | 0 |  |  |  |  | 13102 |  |  | 0 |  |  |  |  | 8096 |  |  | 0 |  |  |  |  | 4091 |  |  | These facilities are in combination with land leases outside of the facility area, sometimes tower improvment leases, sometimes ground leases for tennant owned improvements. Lease rates are not separated clearly between use of space and tower or ground lease. Maintenance has been defered. Intended project timelines include: '25 veg, trash, cleaning, '26 roof, '27 siding & paint, '28 mech & elec, '29 fence, 'Priority Rank is out of 10 and based on county population, 'geographic factor = 2 - Priority Rank/10, 'veg, trash, cleaning = geographic factor * ($3k base cost + $1/sqft * bldg sqft), 'roof = geographic factor * ($3k base cost + $10/sqft * bldg sqft), 'siding & paint = geographic factor * ($3k base cost + $10/sqft * bldg sqft), 'mech & elec = geographic factor * ($3k base cost + $5/sqft * bldg sqft), 'fence = geographic factor * ($3k base cost + $1/sqft * bldg sqft)
A25693 | 490 | DNR | Natural Resources and Recreation |  | Grass Mountain Comms Site, Old Weyerhauser 5400 Rd | Enumclaw | King | 180 | Mechanical - 30 | 1648.8 | [6 empty] | 7000 |  | 7000 | [7 empty] | 0 | [7 empty] | 0 | [7 empty] | 0 | [7 empty] | 0
A25705 | 490 | DNR | Natural Resources and Recreation |  | Beezley Hill Communications Site | Ephrata | Grant | 200 | It And Communications - 710 | 1832 | 283 |  |  |  |  | 6.4 | 7000 |  | 7000 |  |  |  |  | 5690 |  |  | 0 |  |  |  |  | 11272 |  |  | 0 |  |  |  |  | 6800 |  |  | 0 |  |  |  |  | 5440 |  |  | 0 |  |  |  |  | 4091 |  |  | These facilities are in combination with land leases outside of the facility area, sometimes tower improvment leases, sometimes ground leases for tennant owned improvements. Lease rates are not separated clearly between use of space and tower or ground lease. Maintenance has been defered. Intended project timelines include: '25 veg, trash, cleaning, '26 roof, '27 siding & paint, '28 mech & elec, '29 fence, 'Priority Rank is out of 10 and based on county population, 'geographic factor = 2 - Priority Rank/10, 'veg, trash, cleaning = geographic factor * ($3k base cost + $1/sqft * bldg sqft), 'roof = geographic factor * ($3k base cost + $10/sqft * bldg sqft), 'siding & paint = geographic factor * ($3k base cost + $10/sqft * bldg sqft), 'mech & elec = geographic factor * ($3k base cost + $5/sqft * bldg sqft), 'fence = geographic factor * ($3k base cost + $1/sqft * bldg sqft)
A21365 | 490 | DNR | Natural Resources and Recreation | Funko Warehouse | 1202 Shuksan Way | Everett | Snohomish | 224498 | Merchandising - 660 | 2056401.68 | 0 | [5 empty] | 0 |  | 0 | 547125 |  |  |  | 155300 |  |  | 0 | 0 | [6 empty] | 0 | 0 | [6 empty] | 0 | 0 | [6 empty] | 0 | 0 |  |  |  |  | No | No | This subject property is currently vacant as of 2/1/24; formerly occupied by Funko on a triple net basis; FY 2024 expenses reflect that vacancy. From 2/1/24 thru 6/30/24, DNR as Lessor assumed expenses for maintenance and utilites. Other expenses include property management fees and reserves for future Landlord expenses. Anticipate lease up by beginning of FY 2026 at which time ll expenses will be paid by the tenant Except foundation and roof. CapEx for FY25 is to repair cracks around windows, seal windows and replace deteriorating joint sealant between veritcal concrete, exterior panels. There is a Property Manager for this asset. Distribution to trust beneficiaries is 69%.
A21360 | 490 | DNR | Natural Resources and Recreation | Costco - Fife | 3900 20th St E | Fife | Pierce | 111776 | Merchandising - 660 | 1023868.16 | 0 | [5 empty] | 0 |  | 0 | 517185 | [6 empty] | 0 | 568865 | [6 empty] | 0 | 568865 | [6 empty] | 0 | 568865 | [6 empty] | 0 | 568865 |  |  |  |  | No | No | Subject property is leased on an absolute net basis. There is a Property Manager for this asset. Distribution to trust beneficiaries is 69%.
A00131 | 490 | DNR | Natural Resources and Recreation | Storage Shed | 11235 Hoh Mainline Rd | Forks | Jefferson | 2496 | Vehicle Storage Facilities - 740 | 22863.36 | 0 |  |  |  | Demolish |  |  | 0 | 0 | [6 empty] | 0 | 0 | [6 empty] | 0 | 0 | [6 empty] | 0 | 0 | [6 empty] | 0 | 0 | [5 empty] | No | No | Demolition FY24-45 in conjucntion with MW Project (UGT removal)
A00878 | 490 | DNR | Natural Resources and Recreation | Equipment Storage | 411 Tillicum Ln | Forks | Clallam | 2824 | Vehicle Storage Facilities - 740 | 25867.84 | 10110 |  |  |  | No Action |  |  | 10110 | 10110 | [6 empty] | 10110 | 10110 | [6 empty] | 10110 | 10110 | [6 empty] | 10110 | 10110 | [6 empty] | 10110 | 10110 | [5 empty] | No | NO | Unconditioned Storage - modified table rates
A01697 | 490 | DNR | Natural Resources and Recreation | Fuel Facility | 11235 Hoh Mainline Rd | Forks | Jefferson | 400 | Storage - Hazardous Materials - 736 | 3664 | 1515 |  |  |  | No Action |  |  | 1515 | 1515 |  |  |  |  | 823640 |  | 1515 | 1515 | [6 empty] | 1515 | 1515 | [6 empty] | 1515 | 1515 | [6 empty] | 1515 | 1515 | [5 empty] | No | no | Unconditioned space - modified table cost
A01734 | 490 | DNR | Natural Resources and Recreation | Bathroom | 11235 Hoh Mainline Rd | Forks | Jefferson | 240 | Public Restroom - 508 | 2198.4 | 1787 |  |  |  | No Action |  |  | 1787 | 1787 | [5 empty] | 0 | 1787 | 1787 | [5 empty] | 0 | 1787 | 1787 | [5 empty] | 0 | 1787 | 1787 | [5 empty] | 0 | 1787 | 1787 | [5 empty] | No | No | modified table cost
A02000 | 490 | DNR | Natural Resources and Recreation | Inmate Training & Storage | 11235 Hoh Mainline Rd | Forks | Jefferson | 2340 | Training Room - 120 | 21434.4 | 17426 |  |  |  | No Action |  |  | 17426 | 17426 | [6 empty] | 17426 | 17426 | [6 empty] | 17426 | 17426 | [6 empty] | 17426 | 17426 | [6 empty] | 17426 | 17426 | [5 empty] | No | no | modified table cost
A02480 | 490 | DNR | Natural Resources and Recreation | Boiler Room | 11235 Hoh Mainline Rd | Forks | Jefferson | 256 | Mechanical - 30 | 2344.96 | 453 |  |  |  | No Action |  |  | 453 | 453 | [6 empty] | 453 | 453 | [6 empty] | 453 | 453 | [6 empty] | 453 | 453 | [6 empty] | 453 | 453 | [5 empty] | No | no | Unconditioned space - modified table cost
A03583 | 490 | DNR | Natural Resources and Recreation | Public Works / Forest Practices | 411 Tillicum Ln | Forks | Clallam | 2648 | Office - Field - 314 | 24255.68 | 27168 |  |  |  | No Action |  |  | 27168 | 27168 | [6 empty] | 27168 | 27168 | [6 empty] | 27168 | 27168 | [6 empty] | 27168 | 27168 | [6 empty] | 27168 | 27168 | [5 empty] | No | NO
A04017 | 490 | DNR | Natural Resources and Recreation | Lumber Storage | 11235 Hoh Mainline Rd | Forks | Jefferson | 960 | Storage - General - 730 | 8793.6 | 3397 |  |  |  | No Action |  |  | 3397 | 3397 | [6 empty] | 3397 | 3397 | [6 empty] | 3397 | 3397 | [6 empty] | 3397 | 3397 | [6 empty] | 3397 | 3397 | [5 empty] | No | no | Unconditioned space - modified table cost
A04334 | 490 | DNR | Natural Resources and Recreation | Administration | 11235 Hoh Mainline Rd | Forks | Jefferson | 3752 | Office - Field - 314 | 34368.32 | 31515 |  |  |  | No Action |  |  | 31515 | 31515 |  |  |  |  | 282518 |  | 31515 | 31515 | [6 empty] | 31515 | 31515 | [6 empty] | 31515 | 31515 | [6 empty] | 31515 | 31515 | [5 empty] | No | no | modified table cost
A04927 | 490 | DNR | Natural Resources and Recreation | Multiple Shop Facility | 11235 Hoh Mainline Rd | Forks | Jefferson | 8318 | Shop - 720 | 76192.88 | 61945 |  |  |  | No Action |  |  | 61945 | 61945 | [6 empty] | 61945 | 61945 | [6 empty] | 61945 | 61945 | [6 empty] | 61945 | 61945 | [6 empty] | 61945 | 61945 | [5 empty] | No | no | conditioned shop - modified table cost
A05078 | 490 | DNR | Natural Resources and Recreation | Conference Building | 411 Tillicum Ln | Forks | Clallam | 2518 | Meeting Room - 680 | 23064.88 | 25835 |  |  |  | Major Improvement | 2 |  | 25835 | 25835 | [6 empty] | 25835 | 25835 |  |  |  |  | 273200 |  | 25835 | 25835 | [6 empty] | 25835 | 25835 | [6 empty] | 25835 | 25835 | [5 empty] | Yes | Yes | MW Preservation - roof repair
A05178 | 490 | DNR | Natural Resources and Recreation | Gas House | 411 Tillicum Ln | Forks | Clallam | 400 | Storage - Hazardous Materials - 736 | 3664 | 1432 |  |  |  | No Action |  |  | 1432 | 1432 | [6 empty] | 1432 | 1432 | [6 empty] | 1432 | 1432 | [6 empty] | 1432 | 1432 | [6 empty] | 1432 | 1432 | [5 empty] | No | NO | Unconditioned Storage - modified table rates
A05418 | 490 | DNR | Natural Resources and Recreation | Parking Shed | 411 Tillicum Ln | Forks | Clallam | 2304 | Vehicle Storage Facilities - 740 | 21104.64 | 4124 |  |  |  | No Action |  |  | 4124 | 4124 | [6 empty] | 4124 | 4124 | [6 empty] | 4124 | 4124 | [6 empty] | 4124 | 4124 | [6 empty] | 4124 | 4124 | [5 empty] | No | NO | Unconditioned Storage - modified table rates
A06236 | 490 | DNR | Natural Resources and Recreation | Barracks | 411 Tillicum Ln | Forks | Clallam | 780 | Sleeping Room, Apartments, House - 900 | 7144.8 | 6763 |  |  |  | No Action |  |  | 6763 | 6763 | [6 empty] | 6763 | 6763 | [6 empty] | 6763 | 6763 | [6 empty] | 6763 | 6763 | [6 empty] | 6763 | 6763 | [5 empty] | No | NO
A06531 | 490 | DNR | Natural Resources and Recreation | Storage | 11235 Hoh Mainline Rd | Forks | Jefferson | 4000 | Storage - General - 730 | 36640 | 15551 |  |  |  | No Action |  |  | 15551 | 15551 | [6 empty] | 15551 | 15551 | [6 empty] | 15551 | 15551 | [6 empty] | 15551 | 15551 | [6 empty] | 15551 | 15551 | [5 empty] | No | no | Unconditioned Storage - modified table rates
A07053 | 490 | DNR | Natural Resources and Recreation | Forest Service Office | 411 Tillicum Ln | Forks | Clallam | 5130 | Office - Field - 314 | 46990.8 | 44477 |  |  |  | No Action |  |  | 44477 | 44477 | [6 empty] | 44477 | 44477 | [6 empty] | 44477 | 44477 | [6 empty] | 44477 | 44477 | [6 empty] | 44477 | 44477 | [5 empty] | No | NO
A07718 | 490 | DNR | Natural Resources and Recreation | Skid Shacks | 11235 Hoh Mainline Rd | Forks | Jefferson | 330 | Other - Facility - 590 | 3022.8 | 0 |  |  |  | Demolish |  |  | 0 | 0 | [7 empty] | 0 | [7 empty] | 0 | [7 empty] | 0 | [7 empty] | 0 | [5 empty] | no | no | Unconditioned - not maintained
A08634 | 490 | DNR | Natural Resources and Recreation | Heavy Equipment Shop | 11235 Hoh Mainline Rd | Forks | Jefferson | 4326 | Shop - 720 | 39626.16 | 32217 |  |  |  | No Action |  |  | 32217 | 32217 | [6 empty] | 32217 | 32217 | [6 empty] | 32217 | 32217 | [6 empty] | 32217 | 32217 | [6 empty] | 32217 | 32217 | [5 empty] | no | no | conditioned shop - modified table cost
A08972 | 490 | DNR | Natural Resources and Recreation | Administration Office | 411 Tillicum Ln | Forks | Clallam | 13050 | Office - Administrative - 311 | 119538 | 133893 |  |  |  | New Space |  |  | 133893 | 133893 | [6 empty] | 133893 | 133893 | [6 empty] | 133893 | 133893 | [6 empty] | 133893 | 133893 | [6 empty] | 133893 | 133893 | [5 empty] | No | NO
A09031 | 490 | DNR | Natural Resources and Recreation | Pressure Wash | 11235 Hoh Mainline Rd | Forks | Jefferson | 1145 | Other - Facility - 590 | 10488.2 | 4337 |  |  |  | No Action |  |  | 4337 | 4337 | [6 empty] | 4337 | 4337 | [6 empty] | 4337 | 4337 | [6 empty] | 4337 | 4337 | [6 empty] | 4337 | 4337 | [5 empty] | No | no | modified table cost
A09053 | 490 | DNR | Natural Resources and Recreation | Lawn Shed | 411 Tillicum Ln | Forks | Clallam | 243 | Storage - General - 730 | 2225.88 | 435 |  |  |  | No Action |  |  | 435 | 435 | [6 empty] | 435 | 435 | [6 empty] | 435 | 435 | [6 empty] | 435 | 435 | [6 empty] | 435 | 435 | [5 empty] | No | NO | Unconditioned Storage - modified table rates
A09965 | 490 | DNR | Natural Resources and Recreation | Service Storage | 411 Tillicum Ln | Forks | Clallam | 2048 | Storage - General - 730 | 18759.68 | 14561 |  |  |  | No Action |  |  | 14561 | 14561 | [6 empty] | 14561 | 14561 | [6 empty] | 14561 | 14561 | [6 empty] | 14561 | 14561 | [6 empty] | 14561 | 14561 | [5 empty] | No | NO
A21513 | 490 | DNR | Natural Resources and Recreation | Olympic Shop-Warehouse | 411 Tillicum Ln | Forks | Clallam | 7016 | Shop - 720 | 64266.56 | 49777 |  |  |  | No Action |  |  | 49777 | 49777 | [6 empty] | 49777 | 49777 | [6 empty] | 49777 | 49777 | [6 empty] | 49777 | 49777 | [6 empty] | 49777 | 49777 | [5 empty] | No | NO
A25346 | 490 | DNR | Natural Resources and Recreation | Octopus MTN Communications Site | Mount Octopus Rd | Forks | Jefferson | 367 | It And Communications - 710 | 3361.72 | 436 |  |  |  |  | 3.1 |  |  | 0 |  |  |  |  | 5561 |  |  | 0 |  |  |  |  | 8630 |  |  | 0 |  |  |  |  | 8630 |  |  | 0 |  |  |  |  | 8171 |  |  | 0 |  |  |  |  | 5690 |  |  | These facilities are in combination with land leases outside of the facility area, sometimes tower improvment leases, sometimes ground leases for tennant owned improvements. Lease rates are not separated clearly between use of space and tower or ground lease. Maintenance has been defered. Intended project timelines include: '25 veg, trash, cleaning, '26 roof, '27 siding & paint, '28 mech & elec, '29 fence, 'Priority Rank is out of 10 and based on county population, 'geographic factor = 2 - Priority Rank/10, 'veg, trash, cleaning = geographic factor * ($3k base cost + $1/sqft * bldg sqft), 'roof = geographic factor * ($3k base cost + $10/sqft * bldg sqft), 'siding & paint = geographic factor * ($3k base cost + $10/sqft * bldg sqft), 'mech & elec = geographic factor * ($3k base cost + $5/sqft * bldg sqft), 'fence = geographic factor * ($3k base cost + $1/sqft * bldg sqft)
A25347 | 490 | DNR | Natural Resources and Recreation | Octopus MTN Generator Bldg | Mount Octopus Rd | Forks | Jefferson | 180 | Mechanical - 30 | 1648.8 | [8 empty] | 0 | [7 empty] | 0 | [7 empty] | 0 | [7 empty] | 0 | [7 empty] | 0
A25354 | 490 | DNR | Natural Resources and Recreation | Forks Metal Storage Building | 411 Tillicum Lane | Forks | Clallam | 3744 | Vehicle Storage Facilities - 740 | 34295.04 | 13403 |  |  |  | No Action |  |  | 13403 | 13403 | [6 empty] | 13403 | 13403 | [6 empty] | 13403 | 13403 | [6 empty] | 13403 | 13403 | [6 empty] | 13403 | 13403 | [5 empty] | No | NO | Unconditioned Storage - modified table rates
A25761 | 490 | DNR | Natural Resources and Recreation |  | 11235 HOH MAINLINE | Forks | Jefferson | 1080 | Greenhouse Service - 585 | 9892.8 | 8043 |  |  |  | No Action |  |  | 8043 | 8043 | [6 empty] | 8043 | 8043 | [6 empty] | 8043 | 8043 | [6 empty] | 8043 | 8043 | [6 empty] | 8043 | 8043 | [5 empty] | no | no | Refrigerated building - modified table cost
A25834 | 490 | DNR | Natural Resources and Recreation |  | 205792 HWY 101 | Forks | Clallam | 64 | Public Restroom - 508 | 586.24 | 7000 |  |  |  | No Action |  | 7000 |  | 7000 | [5 empty] | 7280 |  | 7280 | [5 empty] | 7571.2 |  | 7571.2 | [5 empty] | 7874.048 |  | 7874.048 | [5 empty] | 8189.0099 |  | 8189.0099 | [5 empty] | No | No
A25840 | 490 | DNR | Natural Resources and Recreation |  | Cottonwood Campground | Forks | Jefferson | 64 | Public Restroom - 508 | 586.24 | 7000 |  |  |  | No Action |  | 7000 |  | 7000 | [5 empty] | 7280 |  | 7280 | [5 empty] | 7571.2 |  | 7571.2 | [5 empty] | 7874.048 |  | 7874.048 | [5 empty] | 8189.0099 |  | 8189.0099 | [5 empty] | No | No | Cost based on actual average statewide cost per VAULT (Not Sq ft)
A25841 | 490 | DNR | Natural Resources and Recreation |  | Hoh Oxbow Campground | Forks | Jefferson | 64 | Public Restroom - 508 | 586.24 | 7000 |  |  |  | No Action |  | 7000 |  | 7000 | [5 empty] | 7280 |  | 7280 | [5 empty] | 7571.2 |  | 7571.2 | [5 empty] | 7874.048 |  | 7874.048 | [5 empty] | 8189.0099 |  | 8189.0099 | [5 empty] | No | No | Cost based on actual average statewide cost per VAULT (Not Sq ft)
A25842 | 490 | DNR | Natural Resources and Recreation |  | Minnie Peterson Campground | Forks | Jefferson | 64 | Public Restroom - 508 | 586.24 | 7000 |  |  |  | No Action |  | 7000 |  | 7000 | [5 empty] | 7280 |  | 7280 | [5 empty] | 7571.2 |  | 7571.2 | [5 empty] | 7874.048 |  | 7874.048 | [5 empty] | 8189.0099 |  | 8189.0099 | [5 empty] | No | No | Cost based on actual average statewide cost per VAULT (Not Sq ft)
A25843 | 490 | DNR | Natural Resources and Recreation |  | South Fork Hoh Campground | Forks | Jefferson | 64 | Public Restroom - 508 | 586.24 | 7000 |  |  |  | No Action |  | 7000 |  | 7000 | [5 empty] | 7280 |  | 7280 | [5 empty] | 7571.2 |  | 7571.2 | [5 empty] | 7874.048 |  | 7874.048 | [5 empty] | 8189.0099 |  | 8189.0099 | [5 empty] | No | No | Cost based on actual average statewide cost per VAULT (Not Sq ft)
A25844 | 490 | DNR | Natural Resources and Recreation |  | Coppermine Bottom Campground | Forks | Jefferson | 700 | Recreation - 670 | 6412 | 6400 |  |  |  | No Action |  | 6400 |  | 6400 | [5 empty] | 6656 |  | 6656 | [5 empty] | 6922.24 |  | 6922.24 | [5 empty] | 7199.1296 |  | 7199.1296 | [5 empty] | 7487.0948 |  | 7487.0948 | [5 empty] | No | No
A25845 | 490 | DNR | Natural Resources and Recreation |  | Coppermine Bottom Campground | Forks | Jefferson | 64 | Public Restroom - 508 | 586.24 | 7000 |  |  |  | No Action |  | 7000 |  | 7000 | [5 empty] | 7280 |  | 7280 | [5 empty] | 7571.2 |  | 7571.2 | [5 empty] | 7874.048 |  | 7874.048 | [5 empty] | 8189.0099 |  | 8189.0099 | [5 empty] | No | No | Cost based on actual average statewide cost per VAULT (Not Sq ft)
A25847 | 490 | DNR | Natural Resources and Recreation |  | Upper Clearwater Campground | Forks | Jefferson | 300 | Recreation - 670 | 2748 | 2700 |  |  |  | No Action |  | 2700 |  | 2700 | [5 empty] | 2808 |  | 2808 | [5 empty] | 2920.32 |  | 2920.32 | [5 empty] | 3037.1328 |  | 3037.1328 | [5 empty] | 3158.6181 |  | 3158.6181 | [5 empty] | No | No
A25848 | 490 | DNR | Natural Resources and Recreation |  | Upper Clearwater Campground | Forks | Jefferson | 64 | Public Restroom - 508 | 586.24 | 7000 |  |  |  | No Action |  | 7000 |  | 7000 | [5 empty] | 7280 |  | 7280 | [5 empty] | 7571.2 |  | 7571.2 | [5 empty] | 7874.048 |  | 7874.048 | [5 empty] | 8189.0099 |  | 8189.0099 | [5 empty] | No | No | Cost based on actual average statewide cost per VAULT (Not Sq ft)
A25324 | 490 | DNR | Natural Resources and Recreation | Cattle Point Interpretive Building | Cattle Point Road | Friday Harbor | San Juan | 684 | Recreation - 670 | 6265.44 | 6300 |  |  |  | No Action |  | 6300 |  | 6300 | [5 empty] | 6552 |  | 6552 | [5 empty] | 6814.08 |  | 6814.08 | [5 empty] | 7086.6432 |  | 7086.6432 | [5 empty] | 7370.1089 |  | 7370.1089 | [5 empty] | No | No
A25725 | 490 | DNR | Natural Resources and Recreation |  | 344 Paas Beach Ln | Friday Harbor | San Juan | 192 | Storage - Temporary - 734 | 1758.72 | [8 empty] | 0 | [7 empty] | 0 | [7 empty] | 0 | [7 empty] | 0 | [7 empty] | 0
A25730 | 490 | DNR | Natural Resources and Recreation |  | Cattle Point Rd | Friday Harbor | San Juan | 100 | Public Restroom - 508 | 916 | 7000 |  |  |  | No Action |  | 7000 |  | 7000 | [5 empty] | 7280 |  | 7280 | [5 empty] | 7571.2 |  | 7571.2 | [5 empty] | 7874.048 |  | 7874.048 | [5 empty] | 8189.0099 |  | 8189.0099 | [5 empty] | No | No | Cost based on actual average statewide cost per VAULT (Not Sq ft)
A25742 | 490 | DNR | Natural Resources and Recreation |  | 344 Paas Beach Ln | Friday Harbor | San Juan | 60 | Public Restroom - 508 | 549.6 | 7000 |  |  |  | No Action |  | 7000 |  | 7000 | [5 empty] | 7280 |  | 7280 | [5 empty] | 7571.2 |  | 7571.2 | [5 empty] | 7874.048 |  | 7874.048 | [5 empty] | 8189.0099 |  | 8189.0099 | [5 empty] | No | No | Cost based on actual average statewide cost per VAULT (Not Sq ft)
A25580 | 490 | DNR | Natural Resources and Recreation |  | 8913 N Harborview Dr | Gig Harbor | Pierce | 4320 | Merchandising - 660 | 39571.2 | [8 empty] | 0 | [7 empty] | 0 | [7 empty] | 0 | [7 empty] | 0 | [7 empty] | 0
A03916 | 490 | DNR | Natural Resources and Recreation | Office Garage | 313 2nd St N | Glenwood | Klickitat | 2520 | Vehicle Storage Facilities - 740 | 23083.2 | 17715 |  |  |  | No Action | 2 |  | 17715 | 17715 | [6 empty] | 17715 | 17715 |  |  |  |  | 73000 |  | 17715 | 17715 | [6 empty] | 17715 | 17715 | [6 empty] | 17715 | 17715 | [5 empty] | Yes | yes | MW Preservation - electrical work - partially conditioned storage
A05292 | 490 | DNR | Natural Resources and Recreation | Garage / Shop | 313 2nd St N | Glenwood | Klickitat | 2160 | Vehicle Storage Facilities - 740 | 19785.6 | 7711 |  |  |  | No Action |  |  | 7711 | 7711 | [6 empty] | 7711 | 7711 | [6 empty] | 7711 | 7711 | [6 empty] | 7711 | 7711 | [6 empty] | 7711 | 7711 | [5 empty] | no | no | Unconditioned storage - modified table rate
A05657 | 490 | DNR | Natural Resources and Recreation | Ground House | 313 2nd St N | Glenwood | Klickitat | 252 | Storage - General - 730 | 2308.32 | 900 |  |  |  | No Action |  |  | 900 | 900 | [6 empty] | 900 | 900 | [6 empty] | 900 | 900 | [6 empty] | 900 | 900 | [6 empty] | 900 | 900 | [5 empty] | no | no | Unconditioned storage - modified table rate
A25297 | 490 | DNR | Natural Resources and Recreation | Island Camp Shelter | Island Campground, BIA RD 285 | Glenwood | Yakima | 2200 | Recreation - 670 | 20152 | 20000 |  |  |  | No Action |  | 20000 |  | 20000 | [5 empty] | 20800 |  | 20800 | [5 empty] | 21632 |  | 21632 | [5 empty] | 22497.28 |  | 22497.28 | [5 empty] | 23397.1712 |  | 23397.1712 | [5 empty] | No | No
A25909 | 490 | DNR | Natural Resources and Recreation |  | Bird Creek Campground | Glenwood | Yakima | 64 | Public Restroom - 508 | 586.24 | 7000 |  |  |  | No Action |  | 7000 |  | 7000 | [5 empty] | 7280 |  | 7280 | [5 empty] | 7571.2 |  | 7571.2 | [5 empty] | 7874.048 |  | 7874.048 | [5 empty] | 8189.0099 |  | 8189.0099 | [5 empty] | No | No | Cost based on actual average statewide cost per VAULT (Not Sq ft)
A25910 | 490 | DNR | Natural Resources and Recreation |  | Bird Creek Campground | Glenwood | Yakima | 64 | Public Restroom - 508 | 586.24 | 7000 |  |  |  | No Action |  | 7000 |  | 7000 | [5 empty] | 7280 |  | 7280 | [5 empty] | 7571.2 |  | 7571.2 | [5 empty] | 7874.048 |  | 7874.048 | [5 empty] | 8189.0099 |  | 8189.0099 | [5 empty] | No | No | Cost based on actual average statewide cost per VAULT (Not Sq ft)
A25911 | 490 | DNR | Natural Resources and Recreation |  | Bird Creek Campground | Glenwood | Yakima | 64 | Public Restroom - 508 | 586.24 | 7000 |  |  |  | No Action |  | 7000 |  | 7000 | [5 empty] | 7280 |  | 7280 | [5 empty] | 7571.2 |  | 7571.2 | [5 empty] | 7874.048 |  | 7874.048 | [5 empty] | 8189.0099 |  | 8189.0099 | [5 empty] | No | No | Cost based on actual average statewide cost per VAULT (Not Sq ft)
A25912 | 490 | DNR | Natural Resources and Recreation |  | Island Campground, BIA RD 285 | Glenwood | Yakima | 64 | Public Restroom - 508 | 586.24 | 7000 |  |  |  | No Action |  | 7000 |  | 7000 | [5 empty] | 7280 |  | 7280 | [5 empty] | 7571.2 |  | 7571.2 | [5 empty] | 7874.048 |  | 7874.048 | [5 empty] | 8189.0099 |  | 8189.0099 | [5 empty] | No | No | Cost based on actual average statewide cost per VAULT (Not Sq ft)
A25913 | 490 | DNR | Natural Resources and Recreation |  | Island Campground, BIA RD 285 | Glenwood | Yakima | 64 | Public Restroom - 508 | 586.24 | 7000 |  |  |  | No Action |  | 7000 |  | 7000 | [5 empty] | 7280 |  | 7280 | [5 empty] | 7571.2 |  | 7571.2 | [5 empty] | 7874.048 |  | 7874.048 | [5 empty] | 8189.0099 |  | 8189.0099 | [5 empty] | No | No | Cost based on actual average statewide cost per VAULT (Not Sq ft)
A25772 | 490 | DNR | Natural Resources and Recreation |  | Reiter Foothills 4x4 - Deer Flats Mainline Mile Post 0.3 | Gold Bar | Snohomish | 64 | Public Restroom - 508 | 586.24 | 7000 |  |  |  | No Action |  | 7000 |  | 7000 | [5 empty] | 7280 |  | 7280 | [5 empty] | 7571.2 |  | 7571.2 | [5 empty] | 7874.048 |  | 7874.048 | [5 empty] | 8189.0099 |  | 8189.0099 | [5 empty] | No | No | Cost based on actual average statewide cost per VAULT (Not Sq ft)
A25773 | 490 | DNR | Natural Resources and Recreation | Reiter Foothills Latrine 2 | Reiter Foothills ATV - Deer Flats Mainline Mile Post 3.6 | Gold Bar | Snohomish | 64 | Public Restroom - 508 | 586.24 | 7000 |  |  |  | No Action |  | 7000 |  | 7000 | [5 empty] | 7280 |  | 7280 | [5 empty] | 7571.2 |  | 7571.2 | [5 empty] | 7874.048 |  | 7874.048 | [5 empty] | 8189.0099 |  | 8189.0099 | [5 empty] | No | No | Cost based on actual average statewide cost per VAULT (Not Sq ft)
A26656 | 490 | DNR | Natural Resources and Recreation |  | Morning Star NRCA | Gold Bar | Snohomish | 50 | Public Restroom - 508 | 458 | 7000 |  |  |  | No Action |  | 7000 |  | 7000 | [5 empty] | 7280 |  | 7280 | [5 empty] | 7571.2 |  | 7571.2 | [5 empty] | 7874.048 |  | 7874.048 | [5 empty] | 8189.0099 |  | 8189.0099 | [5 empty] | No | No | Cost based on actual average statewide cost per VAULT (Not Sq ft)
A00341 | 490 | DNR | Natural Resources and Recreation | Garage | 900 N Fairground Rd | Goldendale | Klickitat | 1984 | Vehicle Storage Facilities - 740 | 18173.44 | 13948 |  |  |  | No Action |  |  | 13948 | 13948 |  |  |  |  | 40328 |  | 13948 | 13948 | [6 empty] | 13948 | 13948 | [6 empty] | 13948 | 13948 | [6 empty] | 13948 | 13948 | [5 empty] | no | no | Conditioned storage - modified table rate
A09456 | 490 | DNR | Natural Resources and Recreation | Office | 900 N Fairground Rd | Goldendale | Klickitat | 1434 | Office - Field - 314 | 13135.44 | 11415 |  |  |  | No Action |  |  | 11415 | 11415 | [6 empty] | 11415 | 11415 | [6 empty] | 11415 | 11415 | [6 empty] | 11415 | 11415 | [6 empty] | 11415 | 11415 | [5 empty] | no | no | modified table rate
A25701 | 490 | DNR | Natural Resources and Recreation |  | Grayback Mountain Communications Site | Goldendale | Klickitat | 196 | It And Communications - 710 | 1795.36 | 280 |  |  |  |  | 2.6 |  |  | 0 |  |  |  |  | 4990 |  |  | 0 |  |  |  |  | 6156 |  |  | 0 |  |  |  |  | 6156 |  |  | 0 |  |  |  |  | 6925 |  |  | 0 |  |  |  |  | 5561 |  |  | These facilities are in combination with land leases outside of the facility area, sometimes tower improvment leases, sometimes ground leases for tennant owned improvements. Lease rates are not separated clearly between use of space and tower or ground lease. Maintenance has been defered. Intended project timelines include: '25 veg, trash, cleaning, '26 roof, '27 siding & paint, '28 mech & elec, '29 fence, 'Priority Rank is out of 10 and based on county population, 'geographic factor = 2 - Priority Rank/10, 'veg, trash, cleaning = geographic factor * ($3k base cost + $1/sqft * bldg sqft), 'roof = geographic factor * ($3k base cost + $10/sqft * bldg sqft), 'siding & paint = geographic factor * ($3k base cost + $10/sqft * bldg sqft), 'mech & elec = geographic factor * ($3k base cost + $5/sqft * bldg sqft), 'fence = geographic factor * ($3k base cost + $1/sqft * bldg sqft)
A26591 | 490 | DNR | Natural Resources and Recreation |  | 900 Fairgrounds Rd | Goldendale | Klickitat | 780 | Public Restroom - 508 | 7144.8 | 5483 |  |  |  | No Action |  |  | 5483 | 5483 | [5 empty] | 0 | 5483 | 5483 | [5 empty] | 0 | 5483 | 5483 | [5 empty] | 0 | 5483 | 5483 | [5 empty] | 0 | 5483 | 5483 | [5 empty] | No | No | modified table rate
A02073 | 490 | DNR | Natural Resources and Recreation | Work Center | 20505 Canyon Dr | Granite Falls | Snohomish | 2880 | Shop - 720 | 26380.8 | 27043 |  |  |  | No Action |  |  | 27043 | 27043 |  |  |  |  | 174496 |  | 27043 | 27043 | [6 empty] | 27043 | 27043 | [6 empty] | 27043 | 27043 | [6 empty] | 27043 | 27043 | [5 empty] | no | no | modified table rate
A04713 | 490 | DNR | Natural Resources and Recreation | Pumphouse | 20505 Canyon Dr | Granite Falls | Snohomish | 16 | Mechanical - 30 | 146.56 | 57 |  |  |  | No Action |  |  | 57 | 57 | [6 empty] | 57 | 57 | [6 empty] | 57 | 57 | [6 empty] | 57 | 57 | [6 empty] | 57 | 57 | [5 empty] | no | no | unconditioned well house - modified table rate
A25314 | 490 | DNR | Natural Resources and Recreation | Granite Falls Tree Cooler | 20505 Canyon Dr | Granite Falls | Snohomish | 1047 | Greenhouse Service - 585 | 9590.52 | 7350 |  |  |  | No Action |  |  | 7350 | 7350 | [6 empty] | 7350 | 7350 | [6 empty] | 7350 | 7350 | [6 empty] | 7350 | 7350 | [6 empty] | 7350 | 7350 | [5 empty] | no | no | Refrigrated building - modified table rate
A25315 | 490 | DNR | Natural Resources and Recreation | Granite Falls Forklift Shed | 20505 Canyon Dr | Granite Falls | Snohomish | 200 | Vehicle Storage Facilities - 740 | 1832 | 708 |  |  |  | No Action |  |  | 708 | 708 | [6 empty] | 708 | 708 | [6 empty] | 708 | 708 | [6 empty] | 708 | 708 | [6 empty] | 708 | 708 | [5 empty] | no | no | unconditioned storage - modified table rate
A25738 | 490 | DNR | Natural Resources and Recreation |  | Ashland Lakes Trail Head | Granite Falls | Snohomish | 100 | Public Restroom - 508 | 916 | 14000 |  |  |  | No Action |  | 14000 |  | 14000 | [5 empty] | 14560 |  | 14560 | [5 empty] | 15142.4 |  | 15142.4 | [5 empty] | 15748.096 |  | 15748.096 | [5 empty] | 16378.0198 |  | 16378.0198 | [5 empty] | No | No | Cost based on actual average statewide cost per VAULT (Not Sq ft)
A25799 | 490 | DNR | Natural Resources and Recreation |  | Lilliwuap Campground | Hoodsport | Mason | 64 | Public Restroom - 508 | 586.24 | 7000 |  |  |  | No Action |  | 7000 |  | 7000 | [5 empty] | 7280 |  | 7280 | [5 empty] | 7571.2 |  | 7571.2 | [5 empty] | 7874.048 |  | 7874.048 | [5 empty] | 8189.0099 |  | 8189.0099 | [5 empty] | No | No | Cost based on actual average statewide cost per VAULT (Not Sq ft)
A25800 | 490 | DNR | Natural Resources and Recreation |  | Lilliwuap Campground | Hoodsport | Mason | 64 | Public Restroom - 508 | 586.24 | 7000 |  |  |  | No Action |  | 7000 |  | 7000 | [5 empty] | 7280 |  | 7280 | [5 empty] | 7571.2 |  | 7571.2 | [5 empty] | 7874.048 |  | 7874.048 | [5 empty] | 8189.0099 |  | 8189.0099 | [5 empty] | No | No | Cost based on actual average statewide cost per VAULT (Not Sq ft)
A25801 | 490 | DNR | Natural Resources and Recreation |  | Lilliwuap Campground | Hoodsport | Mason | 64 | Public Restroom - 508 | 586.24 | 7000 |  |  |  | No Action |  | 7000 |  | 7000 | [5 empty] | 7280 |  | 7280 | [5 empty] | 7571.2 |  | 7571.2 | [5 empty] | 7874.048 |  | 7874.048 | [5 empty] | 8189.0099 |  | 8189.0099 | [5 empty] | No | No | Cost based on actual average statewide cost per VAULT (Not Sq ft)
A25802 | 490 | DNR | Natural Resources and Recreation |  | Lilliwuap Campground | Hoodsport | Mason | 64 | Public Restroom - 508 | 586.24 | 7000 |  |  |  | No Action |  | 7000 |  | 7000 | [5 empty] | 7280 |  | 7280 | [5 empty] | 7571.2 |  | 7571.2 | [5 empty] | 7874.048 |  | 7874.048 | [5 empty] | 8189.0099 |  | 8189.0099 | [5 empty] | No | No | Cost based on actual average statewide cost per VAULT (Not Sq ft)
A25308 | 490 | DNR | Natural Resources and Recreation | Stranger Mountain Communications Site | 4180 Red Marble Rd | Hunters | Stevens | 80 | It And Communications - 710 | 732.8 | 173 |  |  |  |  | 3.8 |  |  | 0 |  |  |  |  | 5225 |  |  | 0 |  |  |  |  | 8555 |  |  | 0 |  |  |  |  | 8555 |  |  | 0 |  |  |  |  | 5508 |  |  | 0 |  |  |  |  | 4990 |  |  | These facilities are in combination with land leases outside of the facility area, sometimes tower improvment leases, sometimes ground leases for tennant owned improvements. Lease rates are not separated clearly between use of space and tower or ground lease. Maintenance has been defered. Intended project timelines include: '25 veg, trash, cleaning, '26 roof, '27 siding & paint, '28 mech & elec, '29 fence, 'Priority Rank is out of 10 and based on county population, 'geographic factor = 2 - Priority Rank/10, 'veg, trash, cleaning = geographic factor * ($3k base cost + $1/sqft * bldg sqft), 'roof = geographic factor * ($3k base cost + $10/sqft * bldg sqft), 'siding & paint = geographic factor * ($3k base cost + $10/sqft * bldg sqft), 'mech & elec = geographic factor * ($3k base cost + $5/sqft * bldg sqft), 'fence = geographic factor * ($3k base cost + $1/sqft * bldg sqft)
A01628 | 490 | DNR | Natural Resources and Recreation | Modular Office | 110 Main St | Husum | Klickitat | 1440 |  | 13190.4 | 13680 |  |  |  | Dispose |  |  | 13680 | 13680 | [6 empty] | 0 | 0 | [6 empty] | 0 | 0 | [6 empty] | 0 | 0 | [6 empty] | 0 | 0 | [5 empty] | no | no
A01958 | 490 | DNR | Natural Resources and Recreation | Fire Station | 110 Main St | Husum | Klickitat | 1600 |  | 14656 | 11584 |  |  |  | Dispose |  |  | 11584 | 11584 | [6 empty] | 0 | 0 | [6 empty] | 0 | 0 | [6 empty] | 0 | 0 | [6 empty] | 0 | 0 | [5 empty] | no | no
A06839 | 490 | DNR | Natural Resources and Recreation | New Chemical Storage | 110 Main St | Husum | Klickitat | 288 |  | 2638.08 | 1028 |  |  |  | Dispose |  |  | 1028 | 1028 | [6 empty] | 0 | 0 | [6 empty] | 0 | 0 | [6 empty] | 0 | 0 | [6 empty] | 0 | 0 | [5 empty] | no | no
A07768 | 490 | DNR | Natural Resources and Recreation | Shop & Office | 110 Main St | Husum | Klickitat | 2265 |  | 20747.4 | 16625 |  |  |  | Dispose |  |  | 16625 | 16625 | [6 empty] | 0 | 0 | [6 empty] | 0 | 0 | [6 empty] | 0 | 0 | [6 empty] | 0 | 0 | [5 empty] | no | no
A08474 | 490 | DNR | Natural Resources and Recreation | Pump House | 110 Main St | Husum | Klickitat | 140 |  | 1282.4 | 500 |  |  |  | Dispose |  |  | 500 | 500 | [6 empty] | 0 | 0 | [6 empty] | 0 | 0 | [6 empty] | 0 | 0 | [6 empty] | 0 | 0 | [5 empty] | no | no
A25707 | 490 | DNR | Natural Resources and Recreation |  | Nester Peak Communications Site | Husum | Klickitat | 225 | It And Communications - 710 | 2061 | 306 |  |  |  |  | 3.8 |  |  | #VALUE! |  |  |  |  | 3234 |  |  | 0 |  |  |  |  | 4532 |  |  | 0 |  |  |  |  | 4532 |  |  | 0 |  |  |  |  | 6683 |  |  | 0 |  |  |  |  | 5225 |  |  | These facilities are in combination with land leases outside of the facility area, sometimes tower improvment leases, sometimes ground leases for tennant owned improvements. Lease rates are not separated clearly between use of space and tower or ground lease. Maintenance has been defered. Intended project timelines include: '25 veg, trash, cleaning, '26 roof, '27 siding & paint, '28 mech & elec, '29 fence, 'Priority Rank is out of 10 and based on county population, 'geographic factor = 2 - Priority Rank/10, 'veg, trash, cleaning = geographic factor * ($3k base cost + $1/sqft * bldg sqft), 'roof = geographic factor * ($3k base cost + $10/sqft * bldg sqft), 'siding & paint = geographic factor * ($3k base cost + $10/sqft * bldg sqft), 'mech & elec = geographic factor * ($3k base cost + $5/sqft * bldg sqft), 'fence = geographic factor * ($3k base cost + $1/sqft * bldg sqft)
A21353 | 490 | DNR | Natural Resources and Recreation | I-90 Lake Place Office Bldg A | 2001 NW Sammamish Rd | Issaquah | King | 70197 | Merchandising - 660 | 643004.52 | [8 empty] | 0 | 1820993 | [6 empty] | 0 | 1985115 | [6 empty] | 0 | 1985115 | [6 empty] | 0 | 1985115 | [6 empty] | 0 | 2037243 |  |  |  |  | No | No | Subject property is leased on an absolute net basis. There is a Property Manager for this asset. Distribution to trust beneficiaries is 69%.
A21354 | 490 | DNR | Natural Resources and Recreation | I-90 Lake Place Office Bldg B | 2005 NW Sammamish Rd | Issaquah | King | 55225 | Merchandising - 660 | 505861 | [8 empty] | 0 | 0 | [6 empty] | 0 | 0 | [6 empty] | 0 | 0 | [6 empty] | 0 | 0 | [6 empty] | 0 | 0 |  |  |  |  | No | No | Subject property is currently vacant (and has been for 9 years). Costs to DNR are property management fees, minimum necessary utilities and maintenance items (preventive and services). A minimal amount of income is generated via a LUL for parking to Costco in the adjacent building "A" at $6,000/mo. ($72,000/annual) that offsets some of DNR's costs. Lease up or sale of this property is anticipated by the end of FY 25 at which time expenses will be paid by the tenant or then new owner. There is a Property Manager for this asset. Distribution to trust beneficiaries is 69%.
A25694 | 490 | DNR | Natural Resources and Recreation | Tiger Mountain Communication Site | East Tiger Mountain Communications Site | Issaquah | King | 140 | It And Communications - 710 | 1282.4 | 228 |  |  |  |  | 9.7 |  |  | 0 |  |  |  |  | 5443 |  |  | 0 |  |  |  |  | 7447 |  |  | 0 |  |  |  |  | 7447 |  |  | 0 |  |  |  |  | 3811 |  |  | 0 |  |  |  |  | 3234 |  |  | These facilities are in combination with land leases outside of the facility area, sometimes tower improvment leases, sometimes ground leases for tennant owned improvements. Lease rates are not separated clearly between use of space and tower or ground lease. Maintenance has been defered. Intended project timelines include: '25 veg, trash, cleaning, '26 roof, '27 siding & paint, '28 mech & elec, '29 fence, 'Priority Rank is out of 10 and based on county population, 'geographic factor = 2 - Priority Rank/10, 'veg, trash, cleaning = geographic factor * ($3k base cost + $1/sqft * bldg sqft), 'roof = geographic factor * ($3k base cost + $10/sqft * bldg sqft), 'siding & paint = geographic factor * ($3k base cost + $10/sqft * bldg sqft), 'mech & elec = geographic factor * ($3k base cost + $5/sqft * bldg sqft), 'fence = geographic factor * ($3k base cost + $1/sqft * bldg sqft)
A25823 | 490 | DNR | Natural Resources and Recreation |  | 26415 SE 79TH ST | Issaquah | King | 128 | Public Restroom - 508 | 1172.48 | 14000 |  |  |  | No Action |  | 14000 |  | 14000 | [5 empty] | 14560 |  | 14560 | [5 empty] | 15142.4 |  | 15142.4 | [5 empty] | 15748.096 |  | 15748.096 | [5 empty] | 16378.0198 |  | 16378.0198 | [5 empty] | No | No | Cost based on actual average statewide cost per VAULT (Not Sq ft)
A25824 | 490 | DNR | Natural Resources and Recreation |  | 26415 SE 79TH ST | Issaquah | King | 600 | Recreation - 670 | 5496 | 5500 |  |  |  | No Action |  | 5500 |  | 5500 | [5 empty] | 5720 |  | 5720 | [5 empty] | 5948.8 |  | 5948.8 | [5 empty] | 6186.752 |  | 6186.752 | [5 empty] | 6434.2221 |  | 6434.2221 | [5 empty] | No | No
A25825 | 490 | DNR | Natural Resources and Recreation |  | 26415 SE 79TH ST | Issaquah | King | 128 | Public Restroom - 508 | 1172.48 | 14000 |  |  |  | No Action |  | 14000 |  | 14000 | [5 empty] | 14560 |  | 14560 | [5 empty] | 15142.4 |  | 15142.4 | [5 empty] | 15748.096 |  | 15748.096 | [5 empty] | 16378.0198 |  | 16378.0198 | [5 empty] | No | No | Cost based on actual average statewide cost per VAULT (Not Sq ft)
A25826 | 490 | DNR | Natural Resources and Recreation |  | Tiger Summit Trailhead | Issaquah | King | 128 | Public Restroom - 508 | 1172.48 | 14000 |  |  |  | No Action |  | 14000 |  | 14000 | [5 empty] | 14560 |  | 14560 | [5 empty] | 15142.4 |  | 15142.4 | [5 empty] | 15748.096 |  | 15748.096 | [5 empty] | 16378.0198 |  | 16378.0198 | [5 empty] | No | No | Cost based on actual average statewide cost per VAULT (Not Sq ft)
A25827 | 490 | DNR | Natural Resources and Recreation |  | East Tiger Mountain Trailhead | Issaquah | King | 128 | Public Restroom - 508 | 1172.48 | 14000 |  |  |  | No Action |  | 14000 |  | 14000 | [5 empty] | 14560 |  | 14560 | [5 empty] | 15142.4 |  | 15142.4 | [5 empty] | 15748.096 |  | 15748.096 | [5 empty] | 16378.0198 |  | 16378.0198 | [5 empty] | No | No | Cost based on actual average statewide cost per VAULT (Not Sq ft)
A25828 | 490 | DNR | Natural Resources and Recreation |  | Poo Poo Point | Issaquah | King | 128 | Public Restroom - 508 | 1172.48 | 14000 |  |  |  | No Action |  | 14000 |  | 14000 | [5 empty] | 14560 |  | 14560 | [5 empty] | 15142.4 |  | 15142.4 | [5 empty] | 15748.096 |  | 15748.096 | [5 empty] | 16378.0198 |  | 16378.0198 | [5 empty] | No | No | Cost based on actual average statewide cost per VAULT (Not Sq ft)
A21518 | 490 | DNR | Natural Resources and Recreation | Kalama Work Center | 126 Mountain View Rd | Kalama | Cowlitz | 2800 | Other - Facility - 590 | 25648 | 20048 |  |  |  | No Action |  |  | 20048 | 20048 | [6 empty] | 20048 | 20048 | [6 empty] | 20048 | 20048 | [6 empty] | 20048 | 20048 | [6 empty] | 20048 | 20048 | [5 empty] | no | no | Conditioned Storage - modified table rate
A25703 | 490 | DNR | Natural Resources and Recreation |  | 177031 E JUMP OFF JOE RD | Kennewick | Benton | 128 | It And Communications - 710 | 1172.48 | 217 |  |  |  |  | 2.6 |  |  | 0 |  |  |  |  | 3913 |  |  | 0 |  |  |  |  | 6461 |  |  | 0 |  |  |  |  | 6446 |  |  | 0 |  |  |  |  | 6334 |  |  | 0 |  |  |  |  | 5443 |  |  | These facilities are in combination with land leases outside of the facility area, sometimes tower improvment leases, sometimes ground leases for tennant owned improvements. Lease rates are not separated clearly between use of space and tower or ground lease. Maintenance has been defered. Intended project timelines include: '25 veg, trash, cleaning, '26 roof, '27 siding & paint, '28 mech & elec, '29 fence, 'Priority Rank is out of 10 and based on county population, 'geographic factor = 2 - Priority Rank/10, 'veg, trash, cleaning = geographic factor * ($3k base cost + $1/sqft * bldg sqft), 'roof = geographic factor * ($3k base cost + $10/sqft * bldg sqft), 'siding & paint = geographic factor * ($3k base cost + $10/sqft * bldg sqft), 'mech & elec = geographic factor * ($3k base cost + $5/sqft * bldg sqft), 'fence = geographic factor * ($3k base cost + $1/sqft * bldg sqft)
A00046 | 490 | DNR | Natural Resources and Recreation | Wood Storage Building | 6425 SE Meridian Rd | Lacey | Thurston | 2216 | Vehicle Storage Facilities - 740 | 20298.56 | 3656 |  |  |  | Major Improvement |  |  | 3656 | 3656 |  |  |  |  | 667592 |  | 3656 | 3656 | [6 empty] | 8991 | 8991 | [6 empty] | 8991 | 8991 | [6 empty] | 8991 | 8991 | [5 empty] | No | No | New construction FY2025; see 9V
A03919 | 490 | DNR | Natural Resources and Recreation | Pump House | 6425 SE Meridian Rd | Lacey | Thurston | 389 | Mechanical - 30 | 3563.24 | 1354 |  |  |  | No Action |  |  | 1354 | 1354 | [6 empty] | 1354 | 1354 | [6 empty] | 1354 | 1354 | [6 empty] | 1354 | 1354 | [6 empty] | 1354 | 1354 | [5 empty] | No | No
A05250 | 490 | DNR | Natural Resources and Recreation | Metal Storage Shed | 6425 SE Meridian Rd | Lacey | Thurston | 2400 | Storage - General - 730 | 21984 | 8352 |  |  |  | No Action |  |  | 8352 | 8352 | [6 empty] | 8352 | 8352 | [6 empty] | 8352 | 8352 | [6 empty] | 8352 | 8352 | [6 empty] | 8352 | 8352 | [5 empty] | No | No
A05394 | 490 | DNR | Natural Resources and Recreation | Office | 6425 SE Meridian Rd | Lacey | Thurston | 2583 | Office - Field - 314 | 23660.28 | 24048 |  |  |  | No Action |  |  | 24048 | 24048 | [6 empty] | 24048 | 24048 | [6 empty] | 24048 | 24048 | [6 empty] | 24048 | 24048 | [6 empty] | 24048 | 24048 | [5 empty] | No | No
A06231 | 490 | DNR | Natural Resources and Recreation | Greenhouse | 6425 SE Meridian Rd | Lacey | Thurston | 7050 | Greenhouse - 580 | 64578 | 24534 |  |  |  | No Action |  |  | 24534 | 24534 |  |  |  |  | 49000 |  | 24534 | 24534 | [6 empty] | 24534 | 24534 | [6 empty] | 24534 | 24534 | [6 empty] | 24534 | 24534 | [5 empty] | No | No
A06282 | 490 | DNR | Natural Resources and Recreation | Lab / Shop | 6425 SE Meridian Rd | Lacey | Thurston | 3600 | Laboratory - 270 | 32976 | 27792 |  |  |  | Major Improvement | 2 |  | 27792 | 27792 | [6 empty] | 27792 | 27792 |  |  |  |  | 489475 |  | 27792 | 27792 | [6 empty] | 27792 | 27792 | [6 empty] | 27792 | 27792 | [5 empty] | yes | yes | MW Preservation - 25-27 (addresses multiple buildings) - electrical
A07002 | 490 | DNR | Natural Resources and Recreation | Pump House | 6425 SE Meridian Rd | Lacey | Thurston | 160 | Mechanical - 30 | 1465.6 | 556 |  |  |  | No Action |  |  | 556 | 556 | [6 empty] | 556 | 556 | [6 empty] | 556 | 556 | [6 empty] | 556 | 556 | [6 empty] | 556 | 556 | [5 empty] | No | No
A07570 | 490 | DNR | Natural Resources and Recreation | Storage Shed | 6425 SE Meridian Rd | Lacey | Thurston | 288 | Storage - General - 730 | 2638.08 | 1002 |  |  |  | No Action |  |  | 1002 | 1002 | [6 empty] | 1002 | 1002 | [6 empty] | 1002 | 1002 | [6 empty] | 1002 | 1002 | [6 empty] | 1002 | 1002 | [5 empty] | No | No
A08961 | 490 | DNR | Natural Resources and Recreation | Chemical Storage Building | 6425 SE Meridian Rd | Lacey | Thurston | 3000 | Storage - General - 730 | 27480 | 10440 |  |  |  | No Action |  |  | 10440 | 10440 | [6 empty] | 10440 | 10440 | [6 empty] | 10440 | 10440 | [6 empty] | 10440 | 10440 | [6 empty] | 10440 | 10440 | [5 empty] | No | No
A26845 | 490 | DNR | Natural Resources and Recreation |  | 15 Lorenz Rd SW | Lakebay | Pierce | 3072 | Merchandising - 660 | 28139.52 | [8 empty] | 0 | [7 empty] | 0 | [7 empty] | 0 | [7 empty] | 0 | [7 empty] | 0
A26846 | 490 | DNR | Natural Resources and Recreation |  | 15 Lorenz Rd SW | Lakebay | Pierce | 1143 | Merchandising - 660 | 10469.88 | [8 empty] | 0 | [7 empty] | 0 | [7 empty] | 0 | [7 empty] | 0 | [7 empty] | 0
A26847 | 490 | DNR | Natural Resources and Recreation |  | 15 Lorenz Rd SW | Lakebay | Pierce | 600 | Merchandising - 660 | 5496 | [8 empty] | 0 | [7 empty] | 0 | [7 empty] | 0 | [7 empty] | 0 | [7 empty] | 0
A00300 | 490 | DNR | Natural Resources and Recreation | Recreation Storage (D-11) | 12200 Bordeaux Rd SW | Littlerock | Thurston | 256 | Storage - General - 730 | 2344.96 | 906 |  |  |  | No Action |  |  | 906 | 906 | [6 empty] | 906 | 906 | [6 empty] | 906 | 906 | [6 empty] | 906 | 906 | [6 empty] | 906 | 906 | [5 empty] | no | no | unconditioned storage - modified cost table
A01432 | 490 | DNR | Natural Resources and Recreation | Foreman Office & Garage (D-3) | 12200 Bordeaux Rd SW | Littlerock | Thurston | 2700 | Storage - General - 730 | 24732 | 18792 |  |  |  | No Action |  |  | 18792 | 18792 | [6 empty] | 18792 | 18792 | [6 empty] | 18792 | 18792 | [6 empty] | 18792 | 18792 | [6 empty] | 18792 | 18792 | [5 empty] | no | no | modified cost table
A04313 | 490 | DNR | Natural Resources and Recreation | Tree Cooler (D-8) | 12200 Bordeaux Rd SW | Littlerock | Thurston | 1320 | Greenhouse Service - 585 | 12091.2 | 9187 |  |  |  | No Action |  |  | 9187 | 9187 |  |  |  |  | 255195 |  | 9187 | 9187 | [6 empty] | 9187 | 9187 | [6 empty] | 9187 | 9187 | [6 empty] | 9187 | 9187 | [5 empty] | no | no | modified cost table
A06023 | 490 | DNR | Natural Resources and Recreation | Training Room (D-2) | 12200 Bordeaux Rd SW | Littlerock | Thurston | 1820 | Training Room - 120 | 16671.2 | 14287 |  |  |  | No Action |  |  | 14287 | 14287 | [6 empty] | 14287 | 14287 | [6 empty] | 14287 | 14287 | [6 empty] | 14287 | 14287 | [6 empty] | 14287 | 14287 | [5 empty] | no | no | modified cost table
A07924 | 490 | DNR | Natural Resources and Recreation | Carpenter Shop (D-4) | 12200 Bordeaux Rd SW | Littlerock | Thurston | 3752 | Shop - 720 | 34368.32 | 26113 |  |  |  | No Action |  |  | 26113 | 26113 |  |  |  |  | 78688 |  | 26113 | 26113 | [6 empty] | 26113 | 26113 | [6 empty] | 26113 | 26113 | [6 empty] | 26113 | 26113 | [5 empty] | no | no | modified cost table
A08426 | 490 | DNR | Natural Resources and Recreation | Training & Storage (D-10) | 12200 Bordeaux Rd SW | Littlerock | Thurston | 4760 | Vehicle Storage Facilities - 740 | 43601.6 | 33129 |  |  |  | No Action |  |  | 33129 | 33129 | [6 empty] | 33129 | 33129 | [6 empty] | 33129 | 33129 | [6 empty] | 33129 | 33129 | [6 empty] | 33129 | 33129 | [5 empty] | no | no | modified cost table
A26974 | 490 | DNR | Natural Resources and Recreation |  | 918 Nevada Drive | Longview | Cowlitz | 5797 | Other - Facility - 590 | 53100.52 | 50388 |  |  |  | Major Improvement | 2 |  | 50388 | 50388 | [6 empty] | 50388 | 50388 |  |  |  |  | 323000 |  | 50388 | 50388 | [6 empty] | 50388 | 50388 | [6 empty] | 50388 | 50388 | [5 empty] | yes | yes | MW Preservation - roof repair - Modified table cost
A01211 | 490 | DNR | Natural Resources and Recreation | Bath House | 1916 Sinlahekin | Loomis | Okanogan | 576 | Other - Facility - 590 | 5276.16 | 3911 |  |  |  | No Action |  |  | 3911 | 3911 | [6 empty] | 3911 | 3911 | [6 empty] | 3911 | 3911 | [6 empty] | 3911 | 3911 | [6 empty] | 3911 | 3911 | [5 empty] | no | no | modified cost table
A01929 | 490 | DNR | Natural Resources and Recreation | Recreation Hall / Training | 1916 Sinlahekin | Loomis | Okanogan | 1008 | Other - Facility - 590 | 9233.28 | 3599 |  |  |  | No Action |  |  | 3599 | 3599 | [6 empty] | 3599 | 3599 | [6 empty] | 3599 | 3599 | [6 empty] | 3599 | 3599 | [6 empty] | 3599 | 3599 | [5 empty] | no | no | modified cost table
A02777 | 490 | DNR | Natural Resources and Recreation | Grass Seed Shed | 1916 Sinlahekin | Loomis | Okanogan | 192 | Storage - General - 730 | 1758.72 | 652 |  |  |  | No Action |  |  | 652 | 652 | [6 empty] | 652 | 652 | [6 empty] | 652 | 652 | [6 empty] | 652 | 652 | [6 empty] | 652 | 652 | [5 empty] | no | no | modified cost table
A02989 | 490 | DNR | Natural Resources and Recreation | Loomis Log House | 1160 Loomis Oroville Rd | Loomis | Okanogan | 1408 | Office - Field - 314 | 12897.28 | 13038 |  |  |  | New Space |  |  | 13038 | 13038 | [6 empty] | 13038 | 13038 | [6 empty] | 13038 | 13038 | [6 empty] | 13038 | 13038 | [6 empty] | 13038 | 13038 | [5 empty] | no | no | modified cost table
A03245 | 490 | DNR | Natural Resources and Recreation | Men?S Barracks | 1916 Sinlahekin | Loomis | Okanogan | 2304 | Sleeping Room, Apartments, House - 900 | 21104.64 | 17418 |  |  |  | No Action |  |  | 17418 | 17418 | [6 empty] | 17418 | 17418 | [6 empty] | 17418 | 17418 | [6 empty] | 17418 | 17418 | [6 empty] | 17418 | 17418 | [5 empty] | no | no | modified cost table
A04121 | 490 | DNR | Natural Resources and Recreation | Environmental Protection | 1916 Sinlahekin | Loomis | Okanogan | 420 | Storage - Hazardous Materials - 736 | 3847.2 | 1428 |  |  |  | No Action |  |  | 1428 | 1428 | [6 empty] | 1428 | 1428 | [6 empty] | 1428 | 1428 | [6 empty] | 1428 | 1428 | [6 empty] | 1428 | 1428 | [5 empty] | no | no | modified cost table
A04670 | 490 | DNR | Natural Resources and Recreation | Gas House | 1916 Sinlahekin | Loomis | Okanogan | 256 | Storage - Hazardous Materials - 736 | 2344.96 | 870 |  |  |  | No Action |  |  | 870 | 870 | [6 empty] | 870 | 870 | [6 empty] | 870 | 870 | [6 empty] | 870 | 870 | [6 empty] | 870 | 870 | [5 empty] | no | no | modified cost table
A05512 | 490 | DNR | Natural Resources and Recreation | Long Shed | 1916 Sinlahekin | Loomis | Okanogan | 2880 | Vehicle Storage Facilities - 740 | 26380.8 | 9792 |  |  |  | No Action |  |  | 9792 | 9792 | [6 empty] | 9792 | 9792 | [6 empty] | 9792 | 9792 | [6 empty] | 9792 | 9792 | [6 empty] | 9792 | 9792 | [5 empty] | no | no | modified cost table
A05943 | 490 | DNR | Natural Resources and Recreation | Fertilizer Shed | 1916 Sinlahekin | Loomis | Okanogan | 70 | Storage - General - 730 | 641.2 | 239 |  |  |  | No Action |  |  | 239 | 239 | [6 empty] | 239 | 239 | [6 empty] | 239 | 239 | [6 empty] | 239 | 239 | [6 empty] | 239 | 239 | [5 empty] | no | no | modified cost table
A06843 | 490 | DNR | Natural Resources and Recreation | Refuse Shed | 1916 Sinlahekin | Loomis | Okanogan | 64 | Storage - General - 730 | 586.24 | 218 |  |  |  | No Action |  |  | 218 | 218 | [6 empty] | 218 | 218 | [6 empty] | 218 | 218 | [6 empty] | 218 | 218 | [6 empty] | 218 | 218 | [5 empty] | no | no | modified cost table
A06860 | 490 | DNR | Natural Resources and Recreation | Office / Women?S Barracks | 1916 Sinlahekin | Loomis | Okanogan | 2141 | Office - General - 310 | 19611.56 | 19419 |  |  |  | New Space |  |  | 19419 | 19419 | [6 empty] | 19419 | 19419 | [6 empty] | 19419 | 19419 | [6 empty] | 19419 | 19419 | [6 empty] | 19419 | 19419 | [5 empty] | no | no | modified cost table
A07090 | 490 | DNR | Natural Resources and Recreation | Auto Shop | 1916 Sinlahekin | Loomis | Okanogan | 3088 | Shop - 720 | 28286.08 | 10499 |  |  |  | No Action |  |  | 10499 | 10499 | [6 empty] | 10499 | 10499 | [6 empty] | 10499 | 10499 | [6 empty] | 10499 | 10499 | [6 empty] | 10499 | 10499 | [5 empty] | no | no | modified cost table
A07866 | 490 | DNR | Natural Resources and Recreation | Mess Hall | 1916 Sinlahekin | Loomis | Okanogan | 1920 | Food Facility Service - 635 | 17587.2 | 17414 |  |  |  | No Action |  |  | 17414 | 17414 |  |  |  |  | 106238 |  | 17414 | 17414 | [6 empty] | 17414 | 17414 | [6 empty] | 17414 | 17414 | [6 empty] | 17414 | 17414 | [5 empty] | no | no | modified cost table
A08995 | 490 | DNR | Natural Resources and Recreation | Hose Storage / Evidence Locker | 1916 Sinlahekin | Loomis | Okanogan | 36 | Storage - General - 730 | 329.76 | 122 |  |  |  | No Action |  |  | 122 | 122 | [6 empty] | 122 | 122 | [6 empty] | 122 | 122 | [6 empty] | 122 | 122 | [6 empty] | 122 | 122 | [5 empty] | no | no | modified cost table
A09867 | 490 | DNR | Natural Resources and Recreation | Pump House | 1916 Sinlahekin | Loomis | Okanogan | 16 | Mechanical - 30 | 146.56 | 54 |  |  |  | No Action |  |  | 54 | 54 | [6 empty] | 54 | 54 | [6 empty] | 54 | 54 | [6 empty] | 54 | 54 | [6 empty] | 54 | 54 | [5 empty] | no | no | modified cost table
A09877 | 490 | DNR | Natural Resources and Recreation | Laundry | 1916 Sinlahekin | Loomis | Okanogan | 640 | Other - Facility - 590 | 5862.4 | 4346 |  |  |  | No Action |  |  | 4346 | 4346 | [6 empty] | 4346 | 4346 | [6 empty] | 4346 | 4346 | [6 empty] | 4346 | 4346 | [6 empty] | 4346 | 4346 | [5 empty] | no | no | modified cost table
A20299 | 490 | DNR | Natural Resources and Recreation | Loomis Modular | 10 Palmer Ave | Loomis | Okanogan | 440 | Office - Field - 314 | 4030.4 | 4074 |  |  |  | New Space |  |  | 4074 | 4074 | [6 empty] | 4074 | 4074 | [6 empty] | 4074 | 4074 | [6 empty] | 4074 | 4074 | [6 empty] | 4074 | 4074 | [5 empty] | no | no | modified cost table
A25855 | 490 | DNR | Natural Resources and Recreation |  | Chopaka Lake Campground | Loomis | Okanogan | 64 | Public Restroom - 508 | 586.24 | 7000 |  |  |  | No Action |  | 7000 |  | 7000 | [5 empty] | 7280 |  | 7280 | [5 empty] | 7571.2 |  | 7571.2 | [5 empty] | 7874.048 |  | 7874.048 | [5 empty] | 8189.0099 |  | 8189.0099 | [5 empty] | No | No | Cost based on actual average statewide cost per VAULT (Not Sq ft)
A25856 | 490 | DNR | Natural Resources and Recreation |  | Chopaka Lake Campground | Loomis | Okanogan | 128 | Public Restroom - 508 | 1172.48 | 14000 |  |  |  | No Action |  | 14000 |  | 14000 | [5 empty] | 14560 |  | 14560 | [5 empty] | 15142.4 |  | 15142.4 | [5 empty] | 15748.096 |  | 15748.096 | [5 empty] | 16378.0198 |  | 16378.0198 | [5 empty] | No | No | Cost based on actual average statewide cost per VAULT (Not Sq ft)
A25857 | 490 | DNR | Natural Resources and Recreation |  | Palmer Lake Campground | Loomis | Okanogan | 64 | Public Restroom - 508 | 586.24 | 7000 |  |  |  | No Action |  | 7000 |  | 7000 | [5 empty] | 7280 |  | 7280 | [5 empty] | 7571.2 |  | 7571.2 | [5 empty] | 7874.048 |  | 7874.048 | [5 empty] | 8189.0099 |  | 8189.0099 | [5 empty] | No | No | Cost based on actual average statewide cost per VAULT (Not Sq ft)
A25858 | 490 | DNR | Natural Resources and Recreation |  | Palmer Lake Campground | Loomis | Okanogan | 64 | Public Restroom - 508 | 586.24 | 7000 |  |  |  | No Action |  | 7000 |  | 7000 | [5 empty] | 7280 |  | 7280 | [5 empty] | 7571.2 |  | 7571.2 | [5 empty] | 7874.048 |  | 7874.048 | [5 empty] | 8189.0099 |  | 8189.0099 | [5 empty] | No | No | Cost based on actual average statewide cost per VAULT (Not Sq ft)
A25859 | 490 | DNR | Natural Resources and Recreation |  | Palmer Lake Campground | Loomis | Okanogan | 64 | Public Restroom - 508 | 586.24 | 7000 |  |  |  | No Action |  | 7000 |  | 7000 | [5 empty] | 7280 |  | 7280 | [5 empty] | 7571.2 |  | 7571.2 | [5 empty] | 7874.048 |  | 7874.048 | [5 empty] | 8189.0099 |  | 8189.0099 | [5 empty] | No | No | Cost based on actual average statewide cost per VAULT (Not Sq ft)
A25860 | 490 | DNR | Natural Resources and Recreation |  | North Fork Nine Mile Campground | Loomis | Okanogan | 128 | Public Restroom - 508 | 1172.48 | 14000 |  |  |  | No Action |  | 14000 |  | 14000 | [5 empty] | 14560 |  | 14560 | [5 empty] | 15142.4 |  | 15142.4 | [5 empty] | 15748.096 |  | 15748.096 | [5 empty] | 16378.0198 |  | 16378.0198 | [5 empty] | No | No | Cost based on actual average statewide cost per VAULT (Not Sq ft)
A25861 | 490 | DNR | Natural Resources and Recreation |  | Cold Springs Campground | Loomis | Okanogan | 64 | Public Restroom - 508 | 586.24 | 7000 |  |  |  | No Action |  | 7000 |  | 7000 | [5 empty] | 7280 |  | 7280 | [5 empty] | 7571.2 |  | 7571.2 | [5 empty] | 7874.048 |  | 7874.048 | [5 empty] | 8189.0099 |  | 8189.0099 | [5 empty] | No | No | Cost based on actual average statewide cost per VAULT (Not Sq ft)
A25741 | 490 | DNR | Natural Resources and Recreation |  | Tierra Drive | Lopez Island | San Juan | 100 | Public Restroom - 508 | 916 | 14000 |  |  |  | No Action |  | 14000 |  | 14000 | [5 empty] | 14560 |  | 14560 | [5 empty] | 15142.4 |  | 15142.4 | [5 empty] | 15748.096 |  | 15748.096 | [5 empty] | 16378.0198 |  | 16378.0198 | [5 empty] | No | No | Cost based on actual average statewide cost per VAULT (Not Sq ft)
A26682 | 490 | DNR | Natural Resources and Recreation |  | 8774 Colockum Rd | Malaga | Chelan | 1021 | Sleeping Room, Apartments, House - 900 | 9352.36 | [8 empty] | 0 | [7 empty] | 0 | [7 empty] | 0 | [7 empty] | 0 | [7 empty] | 0
A26683 | 490 | DNR | Natural Resources and Recreation |  | 8774 Colockum Rd | Malaga | Chelan | 780 | Vehicle Storage Facilities - 740 | 7144.8 | [8 empty] | 0 | [7 empty] | 0 | [7 empty] | 0 | [7 empty] | 0 | [7 empty] | 0
A26684 | 490 | DNR | Natural Resources and Recreation |  | 8774 Colockum Rd | Malaga | Chelan | 406 | Vehicle Storage Facilities - 740 | 3718.96 | [8 empty] | 0 | [7 empty] | 0 | [7 empty] | 0 | [7 empty] | 0 | [7 empty] | 0
A25920 | 490 | DNR | Natural Resources and Recreation |  | 22107 W ESPANOLA RD | Medical Lake | Spokane | 938 | Sleeping Room, Apartments, House - 900 | 8592.08 | [8 empty] | 0 | [7 empty] | 0 | [7 empty] | 0 | [7 empty] | 0 | [7 empty] | 0
A25921 | 490 | DNR | Natural Resources and Recreation |  | 22107 W ESPANOLA RD | Medical Lake | Spokane | 4998 | Field Building - 560 | 45781.68 | [8 empty] | 0 | [7 empty] | 0 | [7 empty] | 0 | [7 empty] | 0 | [7 empty] | 0
A25922 | 490 | DNR | Natural Resources and Recreation |  | 22107 W ESPANOLA RD | Medical Lake | Spokane | 289 | Field Building - 560 | 2647.24 | [8 empty] | 0 | [7 empty] | 0 | [7 empty] | 0 | [7 empty] | 0 | [7 empty] | 0
A25923 | 490 | DNR | Natural Resources and Recreation |  | Medical Lake Dairy Farm Site | Medical Lake | Spokane | 6400 | Field Building - 560 | 58624 | 0 | [6 empty] | 0 | 0 | [6 empty] | 0 | 0 | [6 empty] | 0 | 0 | [6 empty] | 0 | 0 | [6 empty] | 0 | 0 | [5 empty] | no | no | Abandoned building - Not habitable
A25924 | 490 | DNR | Natural Resources and Recreation |  | Medical Lake Dairy Farm Site | Medical Lake | Spokane | 11986 | Field Building - 560 | 109791.76 | 0 | [6 empty] | 0 | 0 | [6 empty] | 0 | 0 | [6 empty] | 0 | 0 | [6 empty] | 0 | 0 | [6 empty] | 0 | 0 | [5 empty] | no | no | Abandoned building - Not habitable
A25925 | 490 | DNR | Natural Resources and Recreation |  | Medical Lake Dairy Farm Site | Medical Lake | Spokane | 2450 | Field Building - 560 | 22442 | 0 | [6 empty] | 0 | 0 | [6 empty] | 0 | 0 | [6 empty] | 0 | 0 | [6 empty] | 0 | 0 | [6 empty] | 0 | 0 | [5 empty] | no | no | Abandoned building - Not habitable
A25926 | 490 | DNR | Natural Resources and Recreation | NE2164 | Medical Lake Dairy Farm Site | Medical Lake | Spokane | 4320 | Field Building - 560 | 39571.2 | 0 | [6 empty] | 0 | 0 | [6 empty] | 0 | 0 | [6 empty] | 0 | 0 | [6 empty] | 0 | 0 | [6 empty] | 0 | 0 | [5 empty] | no | no | Abandoned building - Not habitable
A25927 | 490 | DNR | Natural Resources and Recreation |  | Medical Lake Dairy Farm Site | Medical Lake | Spokane | 440 | Field Building - 560 | 4030.4 | 0 | [6 empty] | 0 | 0 | [6 empty] | 0 | 0 | [6 empty] | 0 | 0 | [6 empty] | 0 | 0 | [6 empty] | 0 | 0 | [5 empty] | no | no | Abandoned building - Not habitable
A01973 | 490 | DNR | Natural Resources and Recreation | Office | 964 SR 6 | Menlo | Pacific | 2032 | Office - Field - 314 | 18613.12 | 17617 |  |  |  | No Action | 2 |  | 17617 | 17617 | [6 empty] | 17617 | 17617 |  |  |  |  | 132475 |  | 17617 | 17617 | [6 empty] | 17617 | 17617 | [6 empty] | 17617 | 17617 | [5 empty] | Yes | yes | MW Preservation - HVAC replacement -Modified table cost
A02872 | 490 | DNR | Natural Resources and Recreation | Gas House | 964 SR 6 | Menlo | Pacific | 96 | Storage - Hazardous Materials - 736 | 879.36 | 344 |  |  |  | No Action |  |  | 344 | 344 | [6 empty] | 344 | 344 | [6 empty] | 344 | 344 | [6 empty] | 344 | 344 | [6 empty] | 344 | 344 | [5 empty] | no | no | Modified table cost
A08254 | 490 | DNR | Natural Resources and Recreation | Crew Quarters | 964 SR 6 | Menlo | Pacific | 1430 | Vacant Unusable Space - 90 | 13098.8 | 2749 |  |  |  | Major Improvement | 2 |  | 2749 | 2749 |  |  |  |  | 848640 |  | 2749 | 2749 | [6 empty] | 13630 | 13630 | [6 empty] | 13630 | 13630 | [6 empty] | 13630 | 13630 | [5 empty] | yes | yes | MW Preservation - roof repairs/replace HVAC - Modified table cost
A09994 | 490 | DNR | Natural Resources and Recreation | Truck Storage | 964 SR 6 | Menlo | Pacific | 3008 | Vehicle Storage Facilities - 740 | 27553.28 | 21386 |  |  |  | Major Improvement |  |  | 21386 | 21386 | [6 empty] | 21386 | 21386 |  |  |  |  | 473200 |  | 21386 | 21386 | [6 empty] | 21386 | 21386 | [6 empty] | 21386 | 21386 | [5 empty] | yes | yes | MW Preservation - roof repairs - Modified table cost
A09999 | 490 | DNR | Natural Resources and Recreation | Metal Shed | 964 SR 6 | Menlo | Pacific | 1728 | Vehicle Storage Facilities - 740 | 15828.48 | 6048 |  |  |  | New Space | 3 |  | 6048 | 6048 | [6 empty] | 6048 | 6048 | [6 empty] | 6048 | 6048 | [6 empty] | 6048 | 6048 |  |  |  |  | 1283854 |  | 14066 | 14066 | [5 empty] | yes | yes | MW Programmatic - replace building - modified table cost
A25304 | 490 | DNR | Natural Resources and Recreation | Knowlton Knob | Knowlton Knob Peak | Methow | Okanogan | 196 | Other - Facility - 590 | 1795.36 | [8 empty] | 0 | [7 empty] | 0 | [7 empty] | 0 | [7 empty] | 0 | [7 empty] | 0
A25289 | 490 | DNR | Natural Resources and Recreation | Bruni's Snow Bowl Hut | Tahoma State Forest Trail | Mineral | Lewis | 1100 | Recreation - 670 | 10076 | 1300 |  |  |  | No Action |  | 1300 |  | 1300 | [5 empty] | 1352 |  | 1352 | [5 empty] | 1406.08 |  | 1406.08 | [5 empty] | 1462.3232 |  | 1462.3232 | [5 empty] | 1520.8161 |  | 1520.8161 | [5 empty] | No | No | Maint. shared with Mount Tahoma Trail Assoc. Cost listed is DNR-only
A25290 | 490 | DNR | Natural Resources and Recreation | High Hut | Tahoma State Forest Trail | Mineral | Lewis | 960 | Recreation - 670 | 8793.6 | 1300 |  |  |  | No Action |  | 1300 |  | 1300 | [5 empty] | 1352 |  | 1352 | [5 empty] | 1406.08 |  | 1406.08 | [5 empty] | 1462.3232 |  | 1462.3232 | [5 empty] | 1520.8161 |  | 1520.8161 | [5 empty] | No | No | Maint. shared with Mount Tahoma Trail Assoc. Cost listed is DNR-only
A25291 | 490 | DNR | Natural Resources and Recreation | Yurt | Tahoma State Forest Trail | Mineral | Lewis | 1500 | Recreation - 670 | 13740 | 1300 |  |  |  | No Action |  | 1300 |  | 1300 | [5 empty] | 1352 |  | 1352 | [5 empty] | 1406.08 |  | 1406.08 | [5 empty] | 1462.3232 |  | 1462.3232 | [5 empty] | 1520.8161 |  | 1520.8161 | [5 empty] | No | No | Maint. shared with Mount Tahoma Trail Assoc. Cost listed is DNR-only
A25295 | 490 | DNR | Natural Resources and Recreation | Yurt CXT Single Cascadian | Tahoma State Forest | Mineral | Lewis | 64 | Public Restroom - 508 | 586.24 | 7000 |  |  |  | No Action |  | 7000 |  | 7000 | [5 empty] | 7280 |  | 7280 | [5 empty] | 7571.2 |  | 7571.2 | [5 empty] | 7874.048 |  | 7874.048 | [5 empty] | 8189.0099 |  | 8189.0099 | [5 empty] | No | No | Cost based on actual average statewide cost per VAULT (Not Sq ft)
A25820 | 490 | DNR | Natural Resources and Recreation |  | 1 Road Snow Park | Mineral | Lewis | 64 | Public Restroom - 508 | 586.24 | 7000 |  |  |  | No Action |  | 7000 |  | 7000 | [5 empty] | 7280 |  | 7280 | [5 empty] | 7571.2 |  | 7571.2 | [5 empty] | 7874.048 |  | 7874.048 | [5 empty] | 8189.0099 |  | 8189.0099 | [5 empty] | No | No | Cost based on actual average statewide cost per VAULT (Not Sq ft)
A03543 | 490 | DNR | Natural Resources and Recreation | Crew Quarters | 464 Morton Rd | Morton | Lewis | 3000 | Sleeping Room, Apartments, House - 900 | 27480 | 300 |  |  |  | Demolish | 2 |  | 300 | 300 | [6 empty] | 300 | 300 | [6 empty] | 0 | 0 | [7 empty] | 0 |  |  |  |  | 126825 |  | 0 | 0 | [5 empty] | Yes | yes | MW Preservation - demolition
A03925 | 490 | DNR | Natural Resources and Recreation | Metal Shed | 464 Morton Rd | Morton | Lewis | 1600 | Shop - 720 | 14656 | 300 |  |  |  | Demolish | 2 |  | 300 | 300 | [6 empty] | 300 | 300 | [6 empty] | 0 | 0 | [7 empty] | 0 |  |  |  |  | 126825 |  | 0 | 0 | [5 empty] | Yes | yes | MW Preservation - demolition
A08105 | 490 | DNR | Natural Resources and Recreation | Pump House | 464 Morton Rd | Morton | Lewis | 64 | Mechanical - 30 | 586.24 | 0 |  |  |  | Demolish | 2 |  | 0 | 0 | [6 empty] | 0 | 0 | [6 empty] | 0 | 0 | [7 empty] | 0 |  |  |  |  | 0 |  | 0 | 0 | [5 empty] | yes | yes | MW Preservation - demolition
A25989 | 490 | DNR | Natural Resources and Recreation |  | 312 Longbell Rd | Mossyrock | Lewis | 64 | Public Restroom - 508 | 586.24 | 7000 |  |  |  | No Action |  | 7000 |  | 7000 | [5 empty] | 7280 |  | 7280 | [5 empty] | 7571.2 |  | 7571.2 | [5 empty] | 7874.048 |  | 7874.048 | [5 empty] | 8189.0099 |  | 8189.0099 | [5 empty] | No | No | Cost based on actual average statewide cost per VAULT (Not Sq ft)
A25990 | 490 | DNR | Natural Resources and Recreation |  | 312 Longbell Rd | Mossyrock | Lewis | 64 | Public Restroom - 508 | 586.24 | 7000 |  |  |  | No Action |  | 7000 |  | 7000 | [5 empty] | 7280 |  | 7280 | [5 empty] | 7571.2 |  | 7571.2 | [5 empty] | 7874.048 |  | 7874.048 | [5 empty] | 8189.0099 |  | 8189.0099 | [5 empty] | No | No | Cost based on actual average statewide cost per VAULT (Not Sq ft)
A25991 | 490 | DNR | Natural Resources and Recreation |  | 312 Longbell Rd | Mossyrock | Lewis | 64 | Public Restroom - 508 | 586.24 | 7000 |  |  |  | No Action |  | 7000 |  | 7000 | [5 empty] | 7280 |  | 7280 | [5 empty] | 7571.2 |  | 7571.2 | [5 empty] | 7874.048 |  | 7874.048 | [5 empty] | 8189.0099 |  | 8189.0099 | [5 empty] | No | No | Cost based on actual average statewide cost per VAULT (Not Sq ft)
A25774 | 490 | DNR | Natural Resources and Recreation |  | 18652 PETER BURNS RD | Mount Vernon | Skagit | 64 | Public Restroom - 508 | 586.24 | 7000 |  |  |  | No Action |  | 7000 |  | 7000 | [5 empty] | 7280 |  | 7280 | [5 empty] | 7571.2 |  | 7571.2 | [5 empty] | 7874.048 |  | 7874.048 | [5 empty] | 8189.0099 |  | 8189.0099 | [5 empty] | No | No | Cost based on actual average statewide cost per VAULT (Not Sq ft)
A25775 | 490 | DNR | Natural Resources and Recreation |  | 18652 PETER BURNS RD | Mount Vernon | Skagit | 64 | Public Restroom - 508 | 586.24 | 7000 |  |  |  | No Action |  | 7000 |  | 7000 | [5 empty] | 7280 |  | 7280 | [5 empty] | 7571.2 |  | 7571.2 | [5 empty] | 7874.048 |  | 7874.048 | [5 empty] | 8189.0099 |  | 8189.0099 | [5 empty] | No | No | Cost based on actual average statewide cost per VAULT (Not Sq ft)
A21364 | 490 | DNR | Natural Resources and Recreation | Walgreens Mukilteo | 10200 Mukilteo Speedway | Mukilteo | Snohomish | 15120 | Merchandising - 660 | 138499.2 | [8 empty] | 0 | 279136 | [6 empty] | 0 | 279136 | [6 empty] | 0 | 279136 |  |  |  | 372000 |  |  | 0 | 279136 | [6 empty] | 0 | 279136 |  |  |  |  | No | No | This is a triple net lease. Unless Landlord incurs roof or foundation expenses, Tenant pays all costs. The $372K capital expense in FY 27 is to put on a new roof. There is a Property Manager for this asset. Distribution to trust beneficiaries is 69%.
A25700 | 490 | DNR | Natural Resources and Recreation |  | 1660 Burge Point Rd | Naches | Yakima | 234 | It And Communications - 710 | 2143.44 | 314 |  |  |  |  | 7.9 |  |  | 0 |  |  |  |  | 8789 |  |  | 0 |  |  |  |  | 41452 |  |  | 0 |  |  |  |  | 41452 |  |  | 0 |  |  |  |  | 5046 |  |  | 0 |  |  |  |  | 3913 |  |  | These facilities are in combination with land leases outside of the facility area, sometimes tower improvment leases, sometimes ground leases for tennant owned improvements. Lease rates are not separated clearly between use of space and tower or ground lease. Maintenance has been defered. Intended project timelines include: '25 veg, trash, cleaning, '26 roof, '27 siding & paint, '28 mech & elec, '29 fence, 'Priority Rank is out of 10 and based on county population, 'geographic factor = 2 - Priority Rank/10, 'veg, trash, cleaning = geographic factor * ($3k base cost + $1/sqft * bldg sqft), 'roof = geographic factor * ($3k base cost + $10/sqft * bldg sqft), 'siding & paint = geographic factor * ($3k base cost + $10/sqft * bldg sqft), 'mech & elec = geographic factor * ($3k base cost + $5/sqft * bldg sqft), 'fence = geographic factor * ($3k base cost + $1/sqft * bldg sqft)
A26620 | 490 | DNR | Natural Resources and Recreation |  | 102 Naches Ave | Naches | Yakima | 5600 | Other - Facility - 590 | 51296 | 47264 |  |  |  | No Action |  |  | 47264 | 47264 | [6 empty] | 47264 | 47264 | [6 empty] | 47264 | 47264 | [6 empty] | 47264 | 47264 | [6 empty] | 47264 | 47264 | [5 empty] | no | no | Fire station - modified table cost
A09108 | 490 | DNR | Natural Resources and Recreation | Workcenter | 4 SR 4 | Naselle | Pacific | 1300 | Office - Field - 314 | 11908 | 11232 |  |  |  | No Action |  |  | 11232 | 11232 | [6 empty] | 11232 | 11232 | [6 empty] | 11232 | 11232 | [6 empty] | 11232 | 11232 | [6 empty] | 11232 | 11232 | [5 empty] | no | no | Modified table rate
A09574 | 490 | DNR | Natural Resources and Recreation | Metal Truck Storage | 4 SR 4 | Naselle | Pacific | 1280 | Shop - 720 | 11724.8 | 4582 |  |  |  | No Action |  |  | 4582 | 4582 | [6 empty] | 4582 | 4582 | [6 empty] | 4582 | 4582 | [6 empty] | 4582 | 4582 | [6 empty] | 4582 | 4582 | [5 empty] | no | no | unconditioned building - modified table rate
A25717 | 490 | DNR | Natural Resources and Recreation | Naselle Ridge Communications Site | 665 RADAR RIDGE LN | Naselle | Pacific | 2110 | It And Communications - 710 | 19327.6 | 2033 |  |  |  |  | 2.8 |  |  | 0 |  |  |  |  | 3914 |  |  | 0 |  |  |  |  | 1130 |  |  | 0 |  |  |  |  | 1130 |  |  | 0 |  |  |  |  | 23306 |  |  | 0 |  |  |  |  | 8789 |  |  | These facilities are in combination with land leases outside of the facility area, sometimes tower improvment leases, sometimes ground leases for tennant owned improvements. Lease rates are not separated clearly between use of space and tower or ground lease. Maintenance has been defered. Intended project timelines include: '25 veg, trash, cleaning, '26 roof, '27 siding & paint, '28 mech & elec, '29 fence, 'Priority Rank is out of 10 and based on county population, 'geographic factor = 2 - Priority Rank/10, 'veg, trash, cleaning = geographic factor * ($3k base cost + $1/sqft * bldg sqft), 'roof = geographic factor * ($3k base cost + $10/sqft * bldg sqft), 'siding & paint = geographic factor * ($3k base cost + $10/sqft * bldg sqft), 'mech & elec = geographic factor * ($3k base cost + $5/sqft * bldg sqft), 'fence = geographic factor * ($3k base cost + $1/sqft * bldg sqft)
A25955 | 490 | DNR | Natural Resources and Recreation |  | Western Lake Campground | Naselle | Pacific | 64 | Public Restroom - 508 | 586.24 | 7000 |  |  |  | No Action |  | 7000 |  | 7000 | [5 empty] | 7280 |  | 7280 | [5 empty] | 7571.2 |  | 7571.2 | [5 empty] | 7874.048 |  | 7874.048 | [5 empty] | 8189.0099 |  | 8189.0099 | [5 empty] | No | No | Cost based on actual average statewide cost per VAULT (Not Sq ft)
A25956 | 490 | DNR | Natural Resources and Recreation |  | Snag Lake Campground | Naselle | Pacific | 64 | Public Restroom - 508 | 586.24 | 7000 |  |  |  | No Action |  | 7000 |  | 7000 | [5 empty] | 7280 |  | 7280 | [5 empty] | 7571.2 |  | 7571.2 | [5 empty] | 7874.048 |  | 7874.048 | [5 empty] | 8189.0099 |  | 8189.0099 | [5 empty] | No | No | Cost based on actual average statewide cost per VAULT (Not Sq ft)
A25873 | 490 | DNR | Natural Resources and Recreation |  | Skookum Creek Campground | Newport | Pend Oreille | 450 | Recreation - 670 | 4122 | 4100 |  |  |  | No Action |  | 4100 |  | 4100 | [5 empty] | 4264 |  | 4264 | [5 empty] | 4434.56 |  | 4434.56 | [5 empty] | 4611.9424 |  | 4611.9424 | [5 empty] | 4796.4201 |  | 4796.4201 | [5 empty] | No | No
A25874 | 490 | DNR | Natural Resources and Recreation |  | Skookum Creek Campground | Newport | Pend Oreille | 64 | Public Restroom - 508 | 586.24 | 7000 |  |  |  | No Action |  | 7000 |  | 7000 | [5 empty] | 7280 |  | 7280 | [5 empty] | 7571.2 |  | 7571.2 | [5 empty] | 7874.048 |  | 7874.048 | [5 empty] | 8189.0099 |  | 8189.0099 | [5 empty] | No | No | Cost based on actual average statewide cost per VAULT (Not Sq ft)
A25875 | 490 | DNR | Natural Resources and Recreation |  | Skookum Creek Campground | Newport | Pend Oreille | 64 | Public Restroom - 508 | 586.24 | 7000 |  |  |  | No Action |  | 7000 |  | 7000 | [5 empty] | 7280 |  | 7280 | [5 empty] | 7571.2 |  | 7571.2 | [5 empty] | 7874.048 |  | 7874.048 | [5 empty] | 8189.0099 |  | 8189.0099 | [5 empty] | No | No | Cost based on actual average statewide cost per VAULT (Not Sq ft)
A02107 | 490 | DNR | Natural Resources and Recreation | Garage | 201 E 2nd St | North Bend | King | 4284 | Vehicle Storage Facilities - 740 | 39241.44 | 31915 |  |  |  | No Action |  |  | 31915 | 31915 | [6 empty] | 31915 | 31915 | [6 empty] | 31915 | 31915 | [6 empty] | 31915 | 31915 | [6 empty] | 31915 | 31915 | [5 empty] | No | no | Modified table cost
A25712 | 490 | DNR | Natural Resources and Recreation |  | 14441 Rattlesnake Rd | North Bend | King | 800 | It And Communications - 710 | 7328 | 833 |  |  |  |  | 9.7 |  |  | 0 |  |  |  |  | 5177 |  |  | 0 |  |  |  |  | 6680 |  |  | 0 |  |  |  |  | 6680 |  |  | 0 |  |  |  |  | 7210 |  |  | 0 |  |  |  |  | 3914 |  |  | These facilities are in combination with land leases outside of the facility area, sometimes tower improvment leases, sometimes ground leases for tennant owned improvements. Lease rates are not separated clearly between use of space and tower or ground lease. Maintenance has been defered. Intended project timelines include: '25 veg, trash, cleaning, '26 roof, '27 siding & paint, '28 mech & elec, '29 fence, 'Priority Rank is out of 10 and based on county population, 'geographic factor = 2 - Priority Rank/10, 'veg, trash, cleaning = geographic factor * ($3k base cost + $1/sqft * bldg sqft), 'roof = geographic factor * ($3k base cost + $10/sqft * bldg sqft), 'siding & paint = geographic factor * ($3k base cost + $10/sqft * bldg sqft), 'mech & elec = geographic factor * ($3k base cost + $5/sqft * bldg sqft), 'fence = geographic factor * ($3k base cost + $1/sqft * bldg sqft)
A25829 | 490 | DNR | Natural Resources and Recreation |  | 43934 SE MOUNT SI RD | North Bend | King | 128 | Public Restroom - 508 | 1172.48 | 14000 |  |  |  | No Action |  | 14000 |  | 14000 | [5 empty] | 14560 |  | 14560 | [5 empty] | 15142.4 |  | 15142.4 | [5 empty] | 15748.096 |  | 15748.096 | [5 empty] | 16378.0198 |  | 16378.0198 | [5 empty] | No | No | Cost based on actual average statewide cost per VAULT (Not Sq ft)
A25830 | 490 | DNR | Natural Resources and Recreation |  | 43706 SE MOUNT SI RD | North Bend | King | 64 | Public Restroom - 508 | 586.24 | 7000 |  |  |  | No Action |  | 7000 |  | 7000 | [5 empty] | 7280 |  | 7280 | [5 empty] | 7571.2 |  | 7571.2 | [5 empty] | 7874.048 |  | 7874.048 | [5 empty] | 8189.0099 |  | 8189.0099 | [5 empty] | No | No | Cost based on actual average statewide cost per VAULT (Not Sq ft)
A25831 | 490 | DNR | Natural Resources and Recreation |  | 46212 SE MOUNT SI RD | North Bend | King | 128 | Public Restroom - 508 | 1172.48 | 14000 |  |  |  | No Action |  | 14000 |  | 14000 | [5 empty] | 14560 |  | 14560 | [5 empty] | 15142.4 |  | 15142.4 | [5 empty] | 15748.096 |  | 15748.096 | [5 empty] | 16378.0198 |  | 16378.0198 | [5 empty] | No | No | Cost based on actual average statewide cost per VAULT (Not Sq ft)
A25832 | 490 | DNR | Natural Resources and Recreation |  | Mine Creek Day Use Area | North Bend | King | 64 | Public Restroom - 508 | 586.24 | 7000 |  |  |  | No Action |  | 7000 |  | 7000 | [5 empty] | 7280 |  | 7280 | [5 empty] | 7571.2 |  | 7571.2 | [5 empty] | 7874.048 |  | 7874.048 | [5 empty] | 8189.0099 |  | 8189.0099 | [5 empty] | No | No | Cost based on actual average statewide cost per VAULT (Not Sq ft)
A09002 | 490 | DNR | Natural Resources and Recreation | Shop | 22 Wauna Lake Rd | North Bonneville | Skamania | 2904 | Vehicle Storage Facilities - 740 | 26600.64 | 19450 |  |  |  | No Action |  |  | 19450 | 19450 | [6 empty] | 19450 | 19450 | [6 empty] | 19450 | 19450 | [6 empty] | 19450 | 19450 | [6 empty] | 19450 | 19450 | [5 empty] | no | no | Modified table rate
A09530 | 490 | DNR | Natural Resources and Recreation | Gas House | 22 Wauna Lake Rd | North Bonneville | Skamania | 70 | Storage - Hazardous Materials - 736 | 641.2 | 243 |  |  |  | No Action |  |  | 243 | 243 | [6 empty] | 243 | 243 | [6 empty] | 243 | 243 | [6 empty] | 243 | 243 | [6 empty] | 243 | 243 | [5 empty] | no | no | Modified table rate
A25862 | 490 | DNR | Natural Resources and Recreation |  | Sheep Creek Campground | Northport | Stevens | 64 | Public Restroom - 508 | 586.24 | 7000 |  |  |  | No Action |  | 7000 |  | 7000 | [5 empty] | 7280 |  | 7280 | [5 empty] | 7571.2 |  | 7571.2 | [5 empty] | 7874.048 |  | 7874.048 | [5 empty] | 8189.0099 |  | 8189.0099 | [5 empty] | No | No | Cost based on actual average statewide cost per VAULT (Not Sq ft)
A25863 | 490 | DNR | Natural Resources and Recreation |  | Sheep Creek Campground | Northport | Stevens | 450 | Recreation - 670 | 4122 | 4100 |  |  |  | No Action |  | 4100 |  | 4100 | [5 empty] | 4264 |  | 4264 | [5 empty] | 4434.56 |  | 4434.56 | [5 empty] | 4611.9424 |  | 4611.9424 | [5 empty] | 4796.4201 |  | 4796.4201 | [5 empty] | No | No
A25864 | 490 | DNR | Natural Resources and Recreation |  | Sheep Creek Campground | Northport | Stevens | 64 | Public Restroom - 508 | 586.24 | 7000 |  |  |  | No Action |  | 7000 |  | 7000 | [5 empty] | 7280 |  | 7280 | [5 empty] | 7571.2 |  | 7571.2 | [5 empty] | 7874.048 |  | 7874.048 | [5 empty] | 8189.0099 |  | 8189.0099 | [5 empty] | No | No | Cost based on actual average statewide cost per VAULT (Not Sq ft)
A25251 | 490 | DNR | Natural Resources and Recreation | Aeneas Lookout | Aeneas Lookout Rd | Okanogan | Okanogan | 169 | Other - Facility - 590 | 1548.04 | 1129 |  |  |  | Demolish |  |  | 1129 | 1129 |  |  |  |  | 306000 |  | 0 | 0 | [6 empty] | 0 | 0 | [6 empty] | 0 | 0 | [6 empty] | 0 | 0 | [5 empty] | no | no | Demolish wood fire lookout tower - errect metal communications tower
A25259 | 490 | DNR | Natural Resources and Recreation |  | Aeneas Lookout Rd | Okanogan | Okanogan | 100 | It And Communications - 710 | 916 | 192 |  |  |  |  | 3.3 |  |  | 0 |  |  |  |  | 7866 |  |  | 0 |  |  |  |  | 47610 |  |  | 0 |  |  |  |  | 47610 |  |  | 0 |  |  |  |  | 5845 |  |  | 0 |  |  |  |  | 5177 |  |  | These facilities are in combination with land leases outside of the facility area, sometimes tower improvment leases, sometimes ground leases for tennant owned improvements. Lease rates are not separated clearly between use of space and tower or ground lease. Maintenance has been defered. Intended project timelines include: '25 veg, trash, cleaning, '26 roof, '27 siding & paint, '28 mech & elec, '29 fence, 'Priority Rank is out of 10 and based on county population, 'geographic factor = 2 - Priority Rank/10, 'veg, trash, cleaning = geographic factor * ($3k base cost + $1/sqft * bldg sqft), 'roof = geographic factor * ($3k base cost + $10/sqft * bldg sqft), 'siding & paint = geographic factor * ($3k base cost + $10/sqft * bldg sqft), 'mech & elec = geographic factor * ($3k base cost + $5/sqft * bldg sqft), 'fence = geographic factor * ($3k base cost + $1/sqft * bldg sqft)
A25309 | 490 | DNR | Natural Resources and Recreation | A25309 | Buck Mountain Road | Okanogan | Okanogan | 196 | Other - Facility - 590 | 1795.36 | [8 empty] | 0 | [7 empty] | 0 | [7 empty] | 0 | [7 empty] | 0 | [7 empty] | 0
A25849 | 490 | DNR | Natural Resources and Recreation |  | Rock Creek Campground | Okanogan | Okanogan | 64 | Public Restroom - 508 | 586.24 | 7000 |  |  |  | No Action |  | 7000 |  | 7000 | [5 empty] | 7280 |  | 7280 | [5 empty] | 7571.2 |  | 7571.2 | [5 empty] | 7874.048 |  | 7874.048 | [5 empty] | 8189.0099 |  | 8189.0099 | [5 empty] | No | No | Cost based on actual average statewide cost per VAULT (Not Sq ft)
A25850 | 490 | DNR | Natural Resources and Recreation |  | Rock Lakes Campground | Okanogan | Okanogan | 64 | Public Restroom - 508 | 586.24 | 7000 |  |  |  | No Action |  | 7000 |  | 7000 | [5 empty] | 7280 |  | 7280 | [5 empty] | 7571.2 |  | 7571.2 | [5 empty] | 7874.048 |  | 7874.048 | [5 empty] | 8189.0099 |  | 8189.0099 | [5 empty] | No | No | Cost based on actual average statewide cost per VAULT (Not Sq ft)
A25851 | 490 | DNR | Natural Resources and Recreation |  | Leader Lake Campground | Okanogan | Okanogan | 128 | Public Restroom - 508 | 1172.48 | 14000 |  |  |  | No Action |  | 14000 |  | 14000 | [5 empty] | 14560 |  | 14560 | [5 empty] | 15142.4 |  | 15142.4 | [5 empty] | 15748.096 |  | 15748.096 | [5 empty] | 16378.0198 |  | 16378.0198 | [5 empty] | No | No | Cost based on actual average statewide cost per VAULT (Not Sq ft)
A25852 | 490 | DNR | Natural Resources and Recreation |  | Leader Lake Campground | Okanogan | Okanogan | 64 | Public Restroom - 508 | 586.24 | 7000 |  |  |  | No Action |  | 7000 |  | 7000 | [5 empty] | 7280 |  | 7280 | [5 empty] | 7571.2 |  | 7571.2 | [5 empty] | 7874.048 |  | 7874.048 | [5 empty] | 8189.0099 |  | 8189.0099 | [5 empty] | No | No | Cost based on actual average statewide cost per VAULT (Not Sq ft)
A25853 | 490 | DNR | Natural Resources and Recreation |  | Leader Lake Campground | Okanogan | Okanogan | 64 | Public Restroom - 508 | 586.24 | 7000 |  |  |  | No Action |  | 7000 |  | 7000 | [5 empty] | 7280 |  | 7280 | [5 empty] | 7571.2 |  | 7571.2 | [5 empty] | 7874.048 |  | 7874.048 | [5 empty] | 8189.0099 |  | 8189.0099 | [5 empty] | No | No | Cost based on actual average statewide cost per VAULT (Not Sq ft)
A25854 | 490 | DNR | Natural Resources and Recreation |  | Leader Lake Campground | Okanogan | Okanogan | 64 | Public Restroom - 508 | 586.24 | 7000 |  |  |  | No Action |  | 7000 |  | 7000 | [5 empty] | 7280 |  | 7280 | [5 empty] | 7571.2 |  | 7571.2 | [5 empty] | 7874.048 |  | 7874.048 | [5 empty] | 8189.0099 |  | 8189.0099 | [5 empty] | No | No | Cost based on actual average statewide cost per VAULT (Not Sq ft)
A05769 | 490 | DNR | Natural Resources and Recreation | Marine Station | 900 47th Ave NE | Olympia | Thurston | 375 | Storage - General - 730 | 3435 | 0 |  |  |  | Demolish |  |  | 0 | 0 | [6 empty] | 0 | 0 | [6 empty] | 0 | 0 | [6 empty] | 0 | 0 | [6 empty] | 0 | 0 | [5 empty] | no | no | Funded demolition 23-25
A06444 | 490 | DNR | Natural Resources and Recreation | Marine Station | 900 47th Ave NE | Olympia | Thurston | 5700 | Other - Facility - 590 | 52212 | 0 |  |  |  | Demolish |  |  | 0 | 0 |  |  |  |  | 197514 |  | 0 | 0 | [6 empty] | 0 | 0 | [6 empty] | 0 | 0 | [6 empty] | 0 | 0 | [5 empty] | no | no | Funded demolition 23-25
A21386 | 490 | DNR | Natural Resources and Recreation | Forest Resources Workshop | 9703 Jones Rd SW | Olympia | Thurston | 780 | Shop - 720 | 7144.8 | 2660 |  |  |  | No Action |  |  | 2660 | 2660 | [6 empty] | 2659.8 | 2659.8 | [6 empty] | 2659.8 | 2659.8 | [6 empty] | 2659.8 | 2659.8 | [6 empty] | 2659.8 | 2659.8 | [5 empty] | no | no | Modified table rate
A21387 | 490 | DNR | Natural Resources and Recreation | Forest Resources Workshop Annex | 9703 Jones Rd SW | Olympia | Thurston | 1344 | Storage - General - 730 | 12311.04 | 4583 |  |  |  | No Action |  |  | 4583 | 4583 | [6 empty] | 4583 | 4583 | [6 empty] | 4583 | 4583 | [6 empty] | 4583 | 4583 | [6 empty] | 4583 | 4583 | [5 empty] | no | no | Modified table rate
A25281 | 490 | DNR | Natural Resources and Recreation |  | 900 47th Ave NE | Olympia | Thurston | 99 | Mechanical - 30 | 906.84 | 339 |  |  |  | No Action |  |  | 339 | 339 | [6 empty] | 339 | 339 | [6 empty] | 339 | 339 | [6 empty] | 339 | 339 | [6 empty] | 339 | 339 | [5 empty] | no | no | Unconditioned modified table cost - well house
A25284 | 490 | DNR | Natural Resources and Recreation |  | 9703 Jones Rd SW | Olympia | Thurston | 100 | Mechanical - 30 | 916 | 341 |  |  |  | No Action |  |  | 341 | 341 | [6 empty] | 341 | 341 | [6 empty] | 341 | 341 | [6 empty] | 341 | 341 | [6 empty] | 341 | 341 | [5 empty] | no | no | Modified table rate
A25285 | 490 | DNR | Natural Resources and Recreation |  | 9703 Jones Rd SW | Olympia | Thurston | 1900 | Vehicle Storage Facilities - 740 | 17404 | 3240 |  |  |  | No Action |  |  | 3240 | 3240 | [6 empty] | 3240 | 3240 | [6 empty] | 3240 | 3240 | [6 empty] | 3240 | 3240 | [6 empty] | 3240 | 3240 | [5 empty] | no | no | Modified table rate
A25286 | 490 | DNR | Natural Resources and Recreation |  | 9703 Jones Rd SW | Olympia | Thurston | 2204 | Storage - Chain Of Custody - 733 | 20188.64 | 7515 |  |  |  | No Action |  |  | 7515 | 7515 | [6 empty] | 7515 | 7515 | [6 empty] | 7515 | 7515 | [6 empty] | 7515 | 7515 | [6 empty] | 7515 | 7515 | [5 empty] | no | no | Modified table rate
A25287 | 490 | DNR | Natural Resources and Recreation | Webster Well Number 8 | 9805 Blomberg St SW | Olympia | Thurston | 120 | Mechanical - 30 | 1099.2 | 410 |  |  |  | No Action |  |  | 410 | 410 | [6 empty] | 410 | 410 | [6 empty] | 410 | 410 | [6 empty] | 410 | 410 | [6 empty] | 410 | 410 | [5 empty] | no | no | Modified table rate
A25288 | 490 | DNR | Natural Resources and Recreation | Webster Greenhouses 4 & 5 | 9701 Blomberg St SW | Olympia | Thurston | 8800 | Greenhouse - 580 | 80608 | 30096 |  |  |  | No Action |  |  | 30096 | 30096 | [6 empty] | 30096 | 30096 | [6 empty] | 30096 | 30096 | [6 empty] | 30096 | 30096 | [6 empty] | 30096 | 30096 | [5 empty] | no | no | Modified table rate
A25386 | 490 | DNR | Natural Resources and Recreation | Capitol Peak Communications Site and Tower | 12200 Sherman Valley Rd | Olympia | Thurston | 3840 | It And Communications - 710 | 35174.4 | 3617 |  |  |  |  | 8.5 |  |  | 0 |  |  |  |  | 5980 |  |  | 0 |  |  |  |  | 28750 |  |  | 0 |  |  |  |  | 28750 |  |  | 0 |  |  |  |  | 25530 |  |  | 0 |  |  |  |  | 7866 |  |  | These facilities are in combination with land leases outside of the facility area, sometimes tower improvment leases, sometimes ground leases for tennant owned improvements. Lease rates are not separated clearly between use of space and tower or ground lease. Maintenance has been defered. Intended project timelines include: '25 veg, trash, cleaning, '26 roof, '27 siding & paint, '28 mech & elec, '29 fence, 'Priority Rank is out of 10 and based on county population, 'geographic factor = 2 - Priority Rank/10, 'veg, trash, cleaning = geographic factor * ($3k base cost + $1/sqft * bldg sqft), 'roof = geographic factor * ($3k base cost + $10/sqft * bldg sqft), 'siding & paint = geographic factor * ($3k base cost + $10/sqft * bldg sqft), 'mech & elec = geographic factor * ($3k base cost + $5/sqft * bldg sqft), 'fence = geographic factor * ($3k base cost + $1/sqft * bldg sqft)
A25605 | 490 | DNR | Natural Resources and Recreation |  | 6047 Lemon Rd NE | Olympia | Thurston | 1080 | Vehicle Storage Facilities - 740 | 9892.8 | [8 empty] | 0 | [7 empty] | 0 | [7 empty] | 0 | [7 empty] | 0 | [7 empty] | 0
A25606 | 490 | DNR | Natural Resources and Recreation | Woodard Bay Skid Shack | Whitham Rd NE | Olympia | Thurston | 630 | Recreation Service - 675 | 5770.8 | 5800 |  |  |  | No Action |  | 5800 |  | 5800 | [5 empty] | 6032 |  | 6032 | [5 empty] | 6273.28 |  | 6273.28 | [5 empty] | 6524.2112 |  | 6524.2112 | [5 empty] | 6785.1796 |  | 6785.1796 | [5 empty] | No | No
A25607 | 490 | DNR | Natural Resources and Recreation | Woodard Bay Latrine | Whitham Rd NE | Olympia | Thurston | 120 | Public Restroom - 508 | 1099.2 | 14000 |  |  |  | No Action |  | 14000 |  | 14000 | [5 empty] | 14560 |  | 14560 | [5 empty] | 15142.4 |  | 15142.4 | [5 empty] | 15748.096 |  | 15748.096 | [5 empty] | 16378.0198 |  | 16378.0198 | [5 empty] | No | No | Cost based on actual average statewide cost per VAULT (Not Sq ft)
A25715 | 490 | DNR | Natural Resources and Recreation | Capitol Peak Repeater | 12140 Sherman Valley Rd SW | Olympia | Thurston | 2200 | It And Communications - 710 | 20152 | 2115 |  |  |  |  | 8.5 |  |  | 0 |  |  |  |  | 6224 |  |  | 0 |  |  |  |  | 8240 |  |  | 0 |  |  |  |  | 8240 |  |  | 0 |  |  |  |  | 16110 |  |  | 0 |  |  |  |  | 5980 |  |  | These facilities are in combination with land leases outside of the facility area, sometimes tower improvment leases, sometimes ground leases for tennant owned improvements. Lease rates are not separated clearly between use of space and tower or ground lease. Maintenance has been defered. Intended project timelines include: '25 veg, trash, cleaning, '26 roof, '27 siding & paint, '28 mech & elec, '29 fence, 'Priority Rank is out of 10 and based on county population, 'geographic factor = 2 - Priority Rank/10, 'veg, trash, cleaning = geographic factor * ($3k base cost + $1/sqft * bldg sqft), 'roof = geographic factor * ($3k base cost + $10/sqft * bldg sqft), 'siding & paint = geographic factor * ($3k base cost + $10/sqft * bldg sqft), 'mech & elec = geographic factor * ($3k base cost + $5/sqft * bldg sqft), 'fence = geographic factor * ($3k base cost + $1/sqft * bldg sqft)
A25750 | 490 | DNR | Natural Resources and Recreation |  | 13701 MIMA RD SW | Olympia | Thurston | 2010 | Storage - General - 730 | 18411.6 | [8 empty] | 0 | [7 empty] | 0 | [7 empty] | 0 | [7 empty] | 0 | [7 empty] | 0
A25753 | 490 | DNR | Natural Resources and Recreation |  | 13549 MIMA RD SW | Olympia | Thurston | 400 | Other - Facility - 590 | 3664 | [8 empty] | 0 | [7 empty] | 0 | [7 empty] | 0 | [7 empty] | 0 | [7 empty] | 0
A25754 | 490 | DNR | Natural Resources and Recreation |  | 13549 MIMA RD SW | Olympia | Thurston | 160 | Public Restroom - 508 | 1465.6 | 14000 |  |  |  | No Action |  | 14000 |  | 14000 | [5 empty] | 14560 |  | 14560 | [5 empty] | 15142.4 |  | 15142.4 | [5 empty] | 15748.096 |  | 15748.096 | [5 empty] | 16378.0198 |  | 16378.0198 | [5 empty] | No | No | Cost based on actual average statewide cost per VAULT (Not Sq ft)
A25755 | 490 | DNR | Natural Resources and Recreation |  | Mima Falls Trailhead | Olympia | Thurston | 160 | Public Restroom - 508 | 1465.6 | 14000 |  |  |  | No Action |  | 14000 |  | 14000 | [5 empty] | 14560 |  | 14560 | [5 empty] | 15142.4 |  | 15142.4 | [5 empty] | 15748.096 |  | 15748.096 | [5 empty] | 16378.0198 |  | 16378.0198 | [5 empty] | No | No | Cost based on actual average statewide cost per VAULT (Not Sq ft)
A25757 | 490 | DNR | Natural Resources and Recreation |  | 10620 WADDELL CREEK RD SW | Olympia | Thurston | 60 | Public Restroom - 508 | 549.6 | 7000 |  |  |  | No Action |  | 7000 |  | 7000 | [5 empty] | 7280 |  | 7280 | [5 empty] | 7571.2 |  | 7571.2 | [5 empty] | 7874.048 |  | 7874.048 | [5 empty] | 8189.0099 |  | 8189.0099 | [5 empty] | No | No | Cost based on actual average statewide cost per VAULT (Not Sq ft)
A25758 | 490 | DNR | Natural Resources and Recreation |  | 10620 WADDELL CREEK RD SW | Olympia | Thurston | 60 | Public Restroom - 508 | 549.6 | 7000 |  |  |  | No Action |  | 7000 |  | 7000 | [5 empty] | 7280 |  | 7280 | [5 empty] | 7571.2 |  | 7571.2 | [5 empty] | 7874.048 |  | 7874.048 | [5 empty] | 8189.0099 |  | 8189.0099 | [5 empty] | No | No | Cost based on actual average statewide cost per VAULT (Not Sq ft)
A25759 | 490 | DNR | Natural Resources and Recreation |  | 10620 WADDELL CREEK RD SW | Olympia | Thurston | 60 | Public Restroom - 508 | 549.6 | 7000 |  |  |  | No Action |  | 7000 |  | 7000 | [5 empty] | 7280 |  | 7280 | [5 empty] | 7571.2 |  | 7571.2 | [5 empty] | 7874.048 |  | 7874.048 | [5 empty] | 8189.0099 |  | 8189.0099 | [5 empty] | No | No | Cost based on actual average statewide cost per VAULT (Not Sq ft)
A25778 | 490 | DNR | Natural Resources and Recreation |  | Fall Creek Trail Head | Olympia | Thurston | 128 | Public Restroom - 508 | 1172.48 | 14000 |  |  |  | No Action |  | 14000 |  | 14000 | [5 empty] | 14560 |  | 14560 | [5 empty] | 15142.4 |  | 15142.4 | [5 empty] | 15748.096 |  | 15748.096 | [5 empty] | 16378.0198 |  | 16378.0198 | [5 empty] | No | No | Cost based on actual average statewide cost per VAULT (Not Sq ft)
A25779 | 490 | DNR | Natural Resources and Recreation |  | Fall Creek Campground | Olympia | Thurston | 64 | Public Restroom - 508 | 586.24 | 7000 |  |  |  | No Action |  | 7000 |  | 7000 | [5 empty] | 7280 |  | 7280 | [5 empty] | 7571.2 |  | 7571.2 | [5 empty] | 7874.048 |  | 7874.048 | [5 empty] | 8189.0099 |  | 8189.0099 | [5 empty] | No | No | Cost based on actual average statewide cost per VAULT (Not Sq ft)
A25780 | 490 | DNR | Natural Resources and Recreation | Waddell Trailhead Latrine Right | 10620 WADDELL CREEK RD SW | Olympia | Thurston | 64 | Public Restroom - 508 | 586.24 | 7000 |  |  |  | No Action |  | 7000 |  | 7000 | [5 empty] | 7280 |  | 7280 | [5 empty] | 7571.2 |  | 7571.2 | [5 empty] | 7874.048 |  | 7874.048 | [5 empty] | 8189.0099 |  | 8189.0099 | [5 empty] | No | No | Cost based on actual average statewide cost per VAULT (Not Sq ft)
A25781 | 490 | DNR | Natural Resources and Recreation |  | 10620 WADDELL CREEK RD SW | Olympia | Thurston | 64 | Public Restroom - 508 | 586.24 | 7000 |  |  |  | No Action |  | 7000 |  | 7000 | [5 empty] | 7280 |  | 7280 | [5 empty] | 7571.2 |  | 7571.2 | [5 empty] | 7874.048 |  | 7874.048 | [5 empty] | 8189.0099 |  | 8189.0099 | [5 empty] | No | No | Cost based on actual average statewide cost per VAULT (Not Sq ft)
A25782 | 490 | DNR | Natural Resources and Recreation |  | 8900 SHERMAN VALLEY RD SW | Olympia | Thurston | 64 | Public Restroom - 508 | 586.24 | 7000 |  |  |  | No Action |  | 7000 |  | 7000 | [5 empty] | 7280 |  | 7280 | [5 empty] | 7571.2 |  | 7571.2 | [5 empty] | 7874.048 |  | 7874.048 | [5 empty] | 8189.0099 |  | 8189.0099 | [5 empty] | No | No | Cost based on actual average statewide cost per VAULT (Not Sq ft)
A25783 | 490 | DNR | Natural Resources and Recreation |  | 10620 WADDELL CREEK RD SW | Olympia | Thurston | 64 | Public Restroom - 508 | 586.24 | 7000 |  |  |  | No Action |  | 7000 |  | 7000 | [5 empty] | 7280 |  | 7280 | [5 empty] | 7571.2 |  | 7571.2 | [5 empty] | 7874.048 |  | 7874.048 | [5 empty] | 8189.0099 |  | 8189.0099 | [5 empty] | No | No | Cost based on actual average statewide cost per VAULT (Not Sq ft)
A25784 | 490 | DNR | Natural Resources and Recreation |  | 10620 WADDELL CREEK RD SW | Olympia | Thurston | 64 | Public Restroom - 508 | 586.24 | 7000 |  |  |  | No Action |  | 7000 |  | 7000 | [5 empty] | 7280 |  | 7280 | [5 empty] | 7571.2 |  | 7571.2 | [5 empty] | 7874.048 |  | 7874.048 | [5 empty] | 8189.0099 |  | 8189.0099 | [5 empty] | No | No | Cost based on actual average statewide cost per VAULT (Not Sq ft)
A25785 | 490 | DNR | Natural Resources and Recreation |  | 10620 WADDELL CREEK RD SW | Olympia | Thurston | 64 | Public Restroom - 508 | 586.24 | 7000 |  |  |  | No Action |  | 7000 |  | 7000 | [5 empty] | 7280 |  | 7280 | [5 empty] | 7571.2 |  | 7571.2 | [5 empty] | 7874.048 |  | 7874.048 | [5 empty] | 8189.0099 |  | 8189.0099 | [5 empty] | No | No | Cost based on actual average statewide cost per VAULT (Not Sq ft)
A25786 | 490 | DNR | Natural Resources and Recreation |  | McLane Creek Trailhead | Olympia | Thurston | 128 | Public Restroom - 508 | 1172.48 | 14000 |  |  |  | No Action |  | 14000 |  | 14000 | [5 empty] | 14560 |  | 14560 | [5 empty] | 15142.4 |  | 15142.4 | [5 empty] | 15748.096 |  | 15748.096 | [5 empty] | 16378.0198 |  | 16378.0198 | [5 empty] | No | No | Cost based on actual average statewide cost per VAULT (Not Sq ft)
A25787 | 490 | DNR | Natural Resources and Recreation |  | 111 ROCK CANDY MOUNTAIN RD SW | Olympia | Thurston | 128 | Public Restroom - 508 | 1172.48 | 14000 |  |  |  | No Action |  | 14000 |  | 14000 | [5 empty] | 14560 |  | 14560 | [5 empty] | 15142.4 |  | 15142.4 | [5 empty] | 15748.096 |  | 15748.096 | [5 empty] | 16378.0198 |  | 16378.0198 | [5 empty] | No | No | Cost based on actual average statewide cost per VAULT (Not Sq ft)
A26723 | 490 | DNR | Natural Resources and Recreation |  | 9701 Blomberg St SW | Olympia | Thurston | 150 | Recreation - 670 | 1374 | 200 |  |  |  | No Action |  |  | 200 | 200 | [6 empty] | 200 | 200 | [6 empty] | 200 | 200 | [6 empty] | 200 | 200 | [6 empty] | 200 | 200 | [5 empty] | no | no | Modified table rate
A25718 | 490 | DNR | Natural Resources and Recreation |  | Nicolahi Communication Site | Os | Os | 112 | It And Communications - 710 | 1025.92 | 203 |  |  |  |  | 5.4 |  |  | 0 |  |  |  |  | 6400 |  |  | 0 |  |  |  |  | 10000 |  |  | 0 |  |  |  |  | 10000 |  |  | 0 |  |  |  |  | 7120 |  |  | 0 |  |  |  |  | 6224 |  |  | These facilities are in combination with land leases outside of the facility area, sometimes tower improvment leases, sometimes ground leases for tennant owned improvements. Lease rates are not separated clearly between use of space and tower or ground lease. Maintenance has been defered. Intended project timelines include: '25 veg, trash, cleaning, '26 roof, '27 siding & paint, '28 mech & elec, '29 fence, 'Priority Rank is out of 10 and based on county population, 'geographic factor = 2 - Priority Rank/10, 'veg, trash, cleaning = geographic factor * ($3k base cost + $1/sqft * bldg sqft), 'roof = geographic factor * ($3k base cost + $10/sqft * bldg sqft), 'siding & paint = geographic factor * ($3k base cost + $10/sqft * bldg sqft), 'mech & elec = geographic factor * ($3k base cost + $5/sqft * bldg sqft), 'fence = geographic factor * ($3k base cost + $1/sqft * bldg sqft)
A25719 | 490 | DNR | Natural Resources and Recreation |  | Mount Defiance Repeater Site | Os | Os | 200 | It And Communications - 710 | 1832 | 283 |  |  |  |  | 5.4 |  |  | 0 |  |  |  |  | 5716 |  |  | 0 |  |  |  |  | 17739 |  |  | 0 |  |  |  |  | 17739 |  |  | 0 |  |  |  |  | 8000 |  |  | 0 |  |  |  |  | 6400 |  |  | These facilities are in combination with land leases outside of the facility area, sometimes tower improvment leases, sometimes ground leases for tennant owned improvements. Lease rates are not separated clearly between use of space and tower or ground lease. Maintenance has been defered. Intended project timelines include: '25 veg, trash, cleaning, '26 roof, '27 siding & paint, '28 mech & elec, '29 fence, 'Priority Rank is out of 10 and based on county population, 'geographic factor = 2 - Priority Rank/10, 'veg, trash, cleaning = geographic factor * ($3k base cost + $1/sqft * bldg sqft), 'roof = geographic factor * ($3k base cost + $10/sqft * bldg sqft), 'siding & paint = geographic factor * ($3k base cost + $10/sqft * bldg sqft), 'mech & elec = geographic factor * ($3k base cost + $5/sqft * bldg sqft), 'fence = geographic factor * ($3k base cost + $1/sqft * bldg sqft)
A26672 | 490 | DNR | Natural Resources and Recreation |  | 552 Pasco Kahlotus Rd | Pasco | Franklin | 1152 | Sleeping Room, Apartments, House - 900 | 10552.32 | [8 empty] | 0 | [7 empty] | 0 | [7 empty] | 0 | [7 empty] | 0 | [7 empty] | 0
A26674 | 490 | DNR | Natural Resources and Recreation |  | 552 Pasco Kahlotus Rd | Pasco | Franklin | 1008 | Vehicle Storage Facilities - 740 | 9233.28 | [8 empty] | 0 | [7 empty] | 0 | [7 empty] | 0 | [7 empty] | 0 | [7 empty] | 0
A26676 | 490 | DNR | Natural Resources and Recreation |  | 554 Pasco Kahlotus Rd | Pasco | Franklin | 1536 | Sleeping Room, Apartments, House - 900 | 14069.76 | [8 empty] | 0 | [7 empty] | 0 | [7 empty] | 0 | [7 empty] | 0 | [7 empty] | 0
A26677 | 490 | DNR | Natural Resources and Recreation |  | 554 Pasco Kahlotus Rd | Pasco | Franklin | 14012 | Storage - General - 730 | 128349.92 | [8 empty] | 0 | [7 empty] | 0 | [7 empty] | 0 | [7 empty] | 0 | [7 empty] | 0
A26678 | 490 | DNR | Natural Resources and Recreation |  | 875 Alderson Rd | Pasco | Franklin | 3227 | Sleeping Room, Apartments, House - 900 | 29559.32 | [8 empty] | 0 | [7 empty] | 0 | [7 empty] | 0 | [7 empty] | 0 | [7 empty] | 0
A26679 | 490 | DNR | Natural Resources and Recreation |  | 875 Alderson Rd | Pasco | Franklin | 720 | Shop - 720 | 6595.2 | [8 empty] | 0 | [7 empty] | 0 | [7 empty] | 0 | [7 empty] | 0 | [7 empty] | 0
A00117 | 490 | DNR | Natural Resources and Recreation | Gas House | 311 Mccarver Rd | Port Angeles | Clallam | 56 | Storage - Hazardous Materials - 736 | 512.96 | 200 |  |  |  | No Action |  |  | 200 | 200 | [6 empty] | 200 | 200 | [6 empty] | 200 | 200 | [6 empty] | 200 | 200 | [6 empty] | 200 | 200 | [7 empty] | Unconditioned - modified table cost
A02011 | 490 | DNR | Natural Resources and Recreation | Pa Work Ctr | 311 Mccarver Rd | Port Angeles | Clallam | 1780 | Office - Field - 314 | 16304.8 | 18262 |  |  |  | No Action |  |  | 18262 | 18262 | [6 empty] | 18262 | 18262 | [6 empty] | 18262 | 18262 | [6 empty] | 18262 | 18262 | [6 empty] | 18262 | 18262 | [7 empty] | Modified table cost
A02961 | 490 | DNR | Natural Resources and Recreation | Pa Administration | 311 Mccarver Rd | Port Angeles | Clallam | 3702 | Office - Field - 314 | 33910.32 | 37982 |  |  |  | New Space |  |  | 37982 | 37982 |  |  |  |  | 488000 |  | 37982 | 37982 | [6 empty] | 37982 | 37982 | [6 empty] | 37982 | 37982 | [6 empty] | 37982 | 37982 | [7 empty] | funded for design FY25; no further DP until '27-28 cost TBD
A03016 | 490 | DNR | Natural Resources and Recreation | Eq Storage | 311 Mccarver Rd | Port Angeles | Clallam | 1828 | Vehicle Storage Facilities - 740 | 16744.48 | 6544 |  |  |  | New Space | 3 |  | 6544 | 6544 | [6 empty] | 6544 | 6544 | [6 empty] | 6544 | 6544 | [6 empty] | 0 | 0 |  |  |  |  | 1257023 |  | 14016 | 14016 | [7 empty] | MW Programmatic - building replacement - modified table rate
A07831 | 490 | DNR | Natural Resources and Recreation | Office & Strg | 311 Mccarver Rd | Port Angeles | Clallam | 2962 | Vehicle Storage Facilities - 740 | 27131.92 | 21800 |  |  |  | No Action |  |  | 21800 | 21800 |  |  |  |  | 70928 |  | 21800 | 21800 | [6 empty] | 21800 | 21800 | [6 empty] | 21800 | 21800 | [6 empty] | 21800 | 21800 | [7 empty] | Modified table cost
A25348 | 490 | DNR | Natural Resources and Recreation | Striped Peak Communications Site | Striped Peak Rd | Port Angeles | Clallam | 915 | It And Communications - 710 | 8381.4 | 938 |  |  |  |  | 9 |  |  | 0 |  |  |  |  | 4294 |  |  | 0 |  |  |  |  | 8921 |  |  | 0 |  |  |  |  | 8921 |  |  | 0 |  |  |  |  | 11060 |  |  | 0 |  |  |  |  | 5716 |  |  | These facilities are in combination with land leases outside of the facility area, sometimes tower improvment leases, sometimes ground leases for tennant owned improvements. Lease rates are not separated clearly between use of space and tower or ground lease. Maintenance has been defered. Intended project timelines include: '25 veg, trash, cleaning, '26 roof, '27 siding & paint, '28 mech & elec, '29 fence, 'Priority Rank is out of 10 and based on county population, 'geographic factor = 2 - Priority Rank/10, 'veg, trash, cleaning = geographic factor * ($3k base cost + $1/sqft * bldg sqft), 'roof = geographic factor * ($3k base cost + $10/sqft * bldg sqft), 'siding & paint = geographic factor * ($3k base cost + $10/sqft * bldg sqft), 'mech & elec = geographic factor * ($3k base cost + $5/sqft * bldg sqft), 'fence = geographic factor * ($3k base cost + $1/sqft * bldg sqft)
A25835 | 490 | DNR | Natural Resources and Recreation |  | 485 East Lyre River Rd | Port Angeles | Clallam | 128 | Public Restroom - 508 | 1172.48 | 14000 |  |  |  | No Action |  | 14000 |  | 14000 | [5 empty] | 14560 |  | 14560 | [5 empty] | 15142.4 |  | 15142.4 | [5 empty] | 15748.096 |  | 15748.096 | [5 empty] | 16378.0198 |  | 16378.0198 | [5 empty] | No | No | Cost based on actual average statewide cost per VAULT (Not Sq ft)
A25836 | 490 | DNR | Natural Resources and Recreation |  | 485 East Lyre River Rd | Port Angeles | Clallam | 64 | Public Restroom - 508 | 586.24 | 7000 |  |  |  | No Action |  | 7000 |  | 7000 | [5 empty] | 7280 |  | 7280 | [5 empty] | 7571.2 |  | 7571.2 | [5 empty] | 7874.048 |  | 7874.048 | [5 empty] | 8189.0099 |  | 8189.0099 | [5 empty] | No | No | Cost based on actual average statewide cost per VAULT (Not Sq ft)
A25837 | 490 | DNR | Natural Resources and Recreation |  | 485 East Lyre River Rd | Port Angeles | Clallam | 600 | Recreation - 670 | 5496 | 5500 |  |  |  | No Action |  | 5500 |  | 5500 | [5 empty] | 5720 |  | 5720 | [5 empty] | 5948.8 |  | 5948.8 | [5 empty] | 6186.752 |  | 6186.752 | [5 empty] | 6434.2221 |  | 6434.2221 | [5 empty] | No | No
A25838 | 490 | DNR | Natural Resources and Recreation |  | Sadie Creek Trailhead | Port Angeles | Clallam | 64 | Public Restroom - 508 | 586.24 | 7000 |  |  |  | No Action |  | 7000 |  | 7000 | [5 empty] | 7280 |  | 7280 | [5 empty] | 7571.2 |  | 7571.2 | [5 empty] | 7874.048 |  | 7874.048 | [5 empty] | 8189.0099 |  | 8189.0099 | [5 empty] | No | No | Cost based on actual average statewide cost per VAULT (Not Sq ft)
A25839 | 490 | DNR | Natural Resources and Recreation |  | Murdock Beach W HWY 112 | Port Angeles | Clallam | 64 | Public Restroom - 508 | 586.24 | 7000 |  |  |  | No Action |  | 7000 |  | 7000 | [5 empty] | 7280 |  | 7280 | [5 empty] | 7571.2 |  | 7571.2 | [5 empty] | 7874.048 |  | 7874.048 | [5 empty] | 8189.0099 |  | 8189.0099 | [5 empty] | No | No | Cost based on actual average statewide cost per VAULT (Not Sq ft)
A26818 | 490 | DNR | Natural Resources and Recreation |  | Sunnyside Mountain | Prosser | Benton | 408 | It And Communications - 710 | 3737.28 | 474 |  |  |  |  | 7.4 |  |  | 0 |  |  |  |  | 4180 |  |  | 0 |  |  |  |  | 12100 |  |  | 0 |  |  |  |  | 12100 |  |  | 0 |  |  |  |  | 6350 |  |  | 0 |  |  |  |  | 4294 |  |  | These facilities are in combination with land leases outside of the facility area, sometimes tower improvment leases, sometimes ground leases for tennant owned improvements. Lease rates are not separated clearly between use of space and tower or ground lease. Maintenance has been defered. Intended project timelines include: '25 veg, trash, cleaning, '26 roof, '27 siding & paint, '28 mech & elec, '29 fence, 'Priority Rank is out of 10 and based on county population, 'geographic factor = 2 - Priority Rank/10, 'veg, trash, cleaning = geographic factor * ($3k base cost + $1/sqft * bldg sqft), 'roof = geographic factor * ($3k base cost + $10/sqft * bldg sqft), 'siding & paint = geographic factor * ($3k base cost + $10/sqft * bldg sqft), 'mech & elec = geographic factor * ($3k base cost + $5/sqft * bldg sqft), 'fence = geographic factor * ($3k base cost + $1/sqft * bldg sqft)
A25762 | 490 | DNR | Natural Resources and Recreation |  | 1482 TOANDOS RD | Quilcene | Jefferson | 100 | Storage - Temporary - 734 | 916 | [8 empty] | 0 | [7 empty] | 0 | [7 empty] | 0 | [7 empty] | 0 | [7 empty] | 0
A25763 | 490 | DNR | Natural Resources and Recreation |  | 385 GREEN CREEK RD | Raymond | Pacific | 1475 | Field Building - 560 | 13511 | 0 | [7 empty] | 0 | [7 empty] | 0 | [7 empty] | 0 | [7 empty] | 0 | [7 empty] | 0
A25764 | 490 | DNR | Natural Resources and Recreation | Green Creek Barn | 385 GREEN CREEK RD | Raymond | Pacific | 2700 | Field Building - 560 | 24732 | 0 | [7 empty] | 0 | [7 empty] | 0 | [7 empty] | 0 | [7 empty] | 0 | [7 empty] | 0
A25765 | 490 | DNR | Natural Resources and Recreation |  | 385 GREEN CREEK RD | Raymond | Pacific | 800 | Storage - Temporary - 734 | 7328 | 0 | [7 empty] | 0 | [7 empty] | 0 | [7 empty] | 0 | [7 empty] | 0 | [7 empty] | 0
A25766 | 490 | DNR | Natural Resources and Recreation |  | 385 GREEN CREEK RD | Raymond | Pacific | 1080 | Field Building - 560 | 9892.8 | 0 | [7 empty] | 0 | [7 empty] | 0 | [7 empty] | 0 | [7 empty] | 0 | [7 empty] | 0
A25776 | 490 | DNR | Natural Resources and Recreation |  | 385 GREEN CREEK RD | Raymond | Pacific | 540 | Storage - Temporary - 734 | 4946.4 | 0 | [7 empty] | 0 | [7 empty] | 0 | [7 empty] | 0 | [7 empty] | 0 | [7 empty] | 0
A25777 | 490 | DNR | Natural Resources and Recreation |  | 385 GREEN CREEK RD | Raymond | Pacific | 70 | Mechanical - 30 | 641.2 | 0 | [7 empty] | 0 | [7 empty] | 0 | [7 empty] | 0 | [7 empty] | 0 | [7 empty] | 0
A25995 | 490 | DNR | Natural Resources and Recreation |  | Butte Creek Day Use Area | Raymond | Pacific | 64 | Public Restroom - 508 | 586.24 | 7000 |  |  |  | No Action |  | 7000 |  | 7000 | [5 empty] | 7280 |  | 7280 | [5 empty] | 7571.2 |  | 7571.2 | [5 empty] | 7874.048 |  | 7874.048 | [5 empty] | 8189.0099 |  | 8189.0099 | [5 empty] | No | No | Cost based on actual average statewide cost per VAULT (Not Sq ft)
A25767 | 490 | DNR | Natural Resources and Recreation |  | 8900 S MICA PEAK RADAR SITE RD | Rockford | Spokane | 800 | It And Communications - 710 | 7328 | 833 |  |  |  |  | 9 |  |  | 0 |  |  |  |  | 3542 |  |  | 0 |  |  |  |  | 4370 |  |  | 0 |  |  |  |  | 4370 |  |  | 0 |  |  |  |  | 7700 |  |  | 0 |  |  |  |  | 4180 |  |  | These facilities are in combination with land leases outside of the facility area, sometimes tower improvment leases, sometimes ground leases for tennant owned improvements. Lease rates are not separated clearly between use of space and tower or ground lease. Maintenance has been defered. Intended project timelines include: '25 veg, trash, cleaning, '26 roof, '27 siding & paint, '28 mech & elec, '29 fence, 'Priority Rank is out of 10 and based on county population, 'geographic factor = 2 - Priority Rank/10, 'veg, trash, cleaning = geographic factor * ($3k base cost + $1/sqft * bldg sqft), 'roof = geographic factor * ($3k base cost + $10/sqft * bldg sqft), 'siding & paint = geographic factor * ($3k base cost + $10/sqft * bldg sqft), 'mech & elec = geographic factor * ($3k base cost + $5/sqft * bldg sqft), 'fence = geographic factor * ($3k base cost + $1/sqft * bldg sqft)
A21388 | 490 | DNR | Natural Resources and Recreation | Seven P Llc | 3454 4th Ave S | Seattle | King | 44925 | Merchandising - 660 | 411513 | [8 empty] | 0 | [7 empty] | 0 | [7 empty] | 0 | [7 empty] | 0 | [7 empty] | 0
A21389 | 490 | DNR | Natural Resources and Recreation | Borghof | 4421 Shilshole Ave NW | Seattle | King | 6080 | Merchandising - 660 | 55692.8 | [8 empty] | 0 | [7 empty] | 0 | [7 empty] | 0 | [7 empty] | 0 | [7 empty] | 0
A25576 | 490 | DNR | Natural Resources and Recreation | Pier 56 | 1201 Alaskan Way | Seattle | King | 37464 | Merchandising - 660 | 343170.24 | [8 empty] | 0 | [7 empty] | 0 | [7 empty] | 0 | [7 empty] | 0 | [7 empty] | 0
A25577 | 490 | DNR | Natural Resources and Recreation | Edgewater Hotel | 2411 Alaskan Way | Seattle | King | 122309 | Merchandising - 660 | 1120350.44 | [8 empty] | 0 | [7 empty] | 0 | [7 empty] | 0 | [7 empty] | 0 | [7 empty] | 0
A25578 | 490 | DNR | Natural Resources and Recreation | Pier 70 | 2815 Alaskan Way | Seattle | King | 76893 | Merchandising - 660 | 704339.88 | [8 empty] | 0 | [7 empty] | 0 | [7 empty] | 0 | [7 empty] | 0 | [7 empty] | 0
A00788 | 490 | DNR | Natural Resources and Recreation | Northwest Conference Center | 919 N Township St | Sedro-Woolley | Skagit | 1532 | Meeting Room - 680 | 14033.12 | 15366 |  |  |  | No Action |  |  | 15366 | 15366 | [6 empty] | 15366 | 15366 | [6 empty] | 15366 | 15366 | [6 empty] | 15366 | 15366 | [6 empty] | 15366 | 15366 | [5 empty] | no | no
A01560 | 490 | DNR | Natural Resources and Recreation | Shops | 919 N Township St | Sedro-Woolley | Skagit | 3960 | Shop - 720 | 36273.6 | 28234 |  |  |  | No Action |  |  | 28234 | 28234 | [6 empty] | 28234 | 28234 | [6 empty] | 28234 | 28234 | [6 empty] | 28234 | 28234 | [6 empty] | 28234 | 28234 | [5 empty] | no | no
A03467 | 490 | DNR | Natural Resources and Recreation | Environmental Protection | 919 N Township St | Sedro-Woolley | Skagit | 420 | Storage - Hazardous Materials - 736 | 3847.2 | 1499 |  |  |  | No Action |  |  | 1499 | 1499 | [6 empty] | 1499 | 1499 | [6 empty] | 1499 | 1499 | [6 empty] | 1499 | 1499 | [6 empty] | 1499 | 1499 | [5 empty] | no | no | Modified table cost
A03857 | 490 | DNR | Natural Resources and Recreation | Metal Building | 919 N Township St | Sedro-Woolley | Skagit | 1824 | Storage - General - 730 | 16707.84 | 6512 |  |  |  | New Space | 3 |  | 6512 | 6512 | [6 empty] | 6512 | 6512 | [6 empty] | 6512 | 6512 | [6 empty] | 13176 | 13176 |  |  |  |  | 1313095 |  | 13176 | 13176 | [5 empty] | yes | yes | MW Programmatic - replace building with new construction
A04651 | 490 | DNR | Natural Resources and Recreation | Wcc Storage | 919 N Township St | Sedro-Woolley | Skagit | 192 | Storage - General - 730 | 1758.72 | 685 |  |  |  | No Action |  |  | 685 | 685 | [6 empty] | 685 | 685 | [6 empty] | 685 | 685 | [6 empty] | 685 | 685 | [6 empty] | 685 | 685 | [5 empty] | no | no | Modified table cost
A05728 | 490 | DNR | Natural Resources and Recreation | Warehouse | 919 N Township St | Sedro-Woolley | Skagit | 4704 | Storage - General - 730 | 43088.64 | 34010 |  |  |  | No Action |  |  | 34010 | 34010 | [6 empty] | 34010 | 34010 | [6 empty] | 34010 | 34010 | [6 empty] | 34010 | 34010 | [6 empty] | 34010 | 34010 | [5 empty] | no | no | Modified table cost
A06688 | 490 | DNR | Natural Resources and Recreation | Recreation / Wcc Storage | 919 N Township St | Sedro-Woolley | Skagit | 96 | Storage - General - 730 | 879.36 | 343 |  |  |  | No Action |  |  | 343 | 343 | [6 empty] | 343 | 343 | [6 empty] | 343 | 343 | [6 empty] | 343 | 343 | [6 empty] | 343 | 343 | [5 empty] | no | no | Modified table cost
A07782 | 490 | DNR | Natural Resources and Recreation | Administration | 919 N Township St | Sedro-Woolley | Skagit | 13761 | Office - Administrative - 311 | 126050.76 | 138022 |  |  |  | No Action | 6 |  | 138022 | 138022 |  |  |  |  | 213428 |  | 138022 | 138022 | [6 empty] | 138022 | 138022 | [6 empty] | 138022 | 138022 | [6 empty] | 138022 | 138022 | [5 empty] | no | no | Modified table cost
A08127 | 490 | DNR | Natural Resources and Recreation | Modular Office | 919 N Township St | Sedro-Woolley | Skagit | 1440 | Office - Field - 314 | 13190.4 | 14443 |  |  |  | New Space |  |  | 14443 | 14443 | [6 empty] | 14443 | 14443 | [6 empty] | 14443 | 14443 | [6 empty] | 14443 | 14443 |  |  |  |  | 403838 |  | 14443 | 14443 | [5 empty] | yes | yes | Capital DP; Design phase 25-27
A08837 | 490 | DNR | Natural Resources and Recreation | Equipment Operations Office / Stora | 919 N Township St | Sedro-Woolley | Skagit | 100 | Storage - General - 730 | 916 | 354 |  |  |  | No Action |  |  | 354 | 354 | [6 empty] | 354 | 354 | [6 empty] | 354 | 354 | [6 empty] | 354 | 354 | [6 empty] | 354 | 354 | [5 empty] | no | no | Modified table cost
A09807 | 490 | DNR | Natural Resources and Recreation | Atv Storage | 919 N Township St | Sedro-Woolley | Skagit | 384 | Vehicle Storage Facilities - 740 | 3517.44 | 1371 |  |  |  | No Action |  |  | 1371 | 1371 | [6 empty] | 1371 | 1371 | [6 empty] | 1371 | 1371 | [6 empty] | 1371 | 1371 | [6 empty] | 1371 | 1371 | [5 empty] | no | no | Modified table cost
A25313 | 490 | DNR | Natural Resources and Recreation | Metal Storage Building 2013 | 919 N Township St | Sedro-Woolley | Skagit | 1560 | Vehicle Storage Facilities - 740 | 14289.6 | 5569 |  |  |  | No Action |  |  | 5569 | 5569 | [6 empty] | 5569 | 5569 | [6 empty] | 5569 | 5569 | [6 empty] | 5569 | 5569 | [6 empty] | 5569 | 5569 | [5 empty] | no | no | Modified table cost
A25768 | 490 | DNR | Natural Resources and Recreation |  | 6998 Medford RD | Sedro-Woolley | Skagit | 128 | Public Restroom - 508 | 1172.48 | 14000 |  |  |  | No Action |  | 14000 |  | 14000 | [5 empty] | 14560 |  | 14560 | [5 empty] | 15142.4 |  | 15142.4 | [5 empty] | 15748.096 |  | 15748.096 | [5 empty] | 16378.0198 |  | 16378.0198 | [5 empty] | No | No | Cost based on actual average statewide cost per VAULT (Not Sq ft)
A25769 | 490 | DNR | Natural Resources and Recreation | Les Hilde Trailhead Shelter | 6998 Medford RD | Sedro-Woolley | Skagit | 600 | Recreation - 670 | 5496 | 5500 |  |  |  | No Action |  | 5500 |  | 5500 | [5 empty] | 5720 |  | 5720 | [5 empty] | 5948.8 |  | 5948.8 | [5 empty] | 6186.752 |  | 6186.752 | [5 empty] | 6434.2221 |  | 6434.2221 | [5 empty] | No | No
A25885 | 490 | DNR | Natural Resources and Recreation |  | BBQ Flats Campground | Selah | Yakima | 128 | Public Restroom - 508 | 1172.48 | 14000 |  |  |  | No Action |  | 14000 |  | 14000 | [5 empty] | 14560 |  | 14560 | [5 empty] | 15142.4 |  | 15142.4 | [5 empty] | 15748.096 |  | 15748.096 | [5 empty] | 16378.0198 |  | 16378.0198 | [5 empty] | No | No | Cost based on actual average statewide cost per VAULT (Not Sq ft)
A25887 | 490 | DNR | Natural Resources and Recreation |  | BBQ Flats Campground | Selah | Yakima | 64 | Public Restroom - 508 | 586.24 | 7000 |  |  |  | No Action |  | 7000 |  | 7000 | [5 empty] | 7280 |  | 7280 | [5 empty] | 7571.2 |  | 7571.2 | [5 empty] | 7874.048 |  | 7874.048 | [5 empty] | 8189.0099 |  | 8189.0099 | [5 empty] | No | No | Cost based on actual average statewide cost per VAULT (Not Sq ft)
A25888 | 490 | DNR | Natural Resources and Recreation |  | BBQ Flats Campground | Selah | Yakima | 64 | Public Restroom - 508 | 586.24 | 7000 |  |  |  | No Action |  | 7000 |  | 7000 | [5 empty] | 7280 |  | 7280 | [5 empty] | 7571.2 |  | 7571.2 | [5 empty] | 7874.048 |  | 7874.048 | [5 empty] | 8189.0099 |  | 8189.0099 | [5 empty] | No | No | Cost based on actual average statewide cost per VAULT (Not Sq ft)
A25833 | 490 | DNR | Natural Resources and Recreation |  | 37580 Winery Rd | Snoqualmie | King | 128 | Public Restroom - 508 | 1172.48 | 14000 |  |  |  | No Action |  | 14000 |  | 14000 | [5 empty] | 14560 |  | 14560 | [5 empty] | 15142.4 |  | 15142.4 | [5 empty] | 15748.096 |  | 15748.096 | [5 empty] | 16378.0198 |  | 16378.0198 | [5 empty] | No | No | Cost based on actual average statewide cost per VAULT (Not Sq ft)
A21361 | 490 | DNR | Natural Resources and Recreation | Tacoma Retail | 4124 Tacoma Mall Blvd | Tacoma | Pierce | 121552 | Merchandising - 660 | 1113416.32 | 0 | [7 empty] | 0 | 1384740 |  |  |  | 75000 |  |  | 0 | 1384740 | [6 empty] | 0 | 1384740 | [6 empty] | 0 | 1384740 | [6 empty] | 0 | 1384740 |  |  |  |  | No | No | This is a multi-tenant lease in which expenses with Tenants are on triple net leases who share in the common area maintenance (CAM) costs on a pro rata basis with the Landlord covering the cost for vacant space pro rata allocations or cases where there are capped or excluded expenses. In addtion to unrecoverd CAM costs, reserves for future Landlord expenses are included. $75K in FY25 is a capital expense to replace the sidewalk along Tacoma Mall Blvd. There is a Property Manager for this asset. Distribution to trust beneficiaries is 69%.
A25579 | 490 | DNR | Natural Resources and Recreation |  | 3327 Ruston Way | Tacoma | Pierce | 6347 | Merchandising - 660 | 58138.52 | [8 empty] | 0 | [7 empty] | 0 | [7 empty] | 0 | [7 empty] | 0 | [7 empty] | 0
A25789 | 490 | DNR | Natural Resources and Recreation |  | Aldrich Lake Campground | Tahuya | Mason | 64 | Public Restroom - 508 | 586.24 | 7000 |  |  |  | No Action |  | 7000 |  | 7000 | [5 empty] | 7280 |  | 7280 | [5 empty] | 7571.2 |  | 7571.2 | [5 empty] | 7874.048 |  | 7874.048 | [5 empty] | 8189.0099 |  | 8189.0099 | [5 empty] | No | No | Cost based on actual average statewide cost per VAULT (Not Sq ft)
A25797 | 490 | DNR | Natural Resources and Recreation |  | Howell Lake Trailhead | Tahuya | Mason | 64 | Public Restroom - 508 | 586.24 | 7000 |  |  |  | No Action |  | 7000 |  | 7000 | [5 empty] | 7280 |  | 7280 | [5 empty] | 7571.2 |  | 7571.2 | [5 empty] | 7874.048 |  | 7874.048 | [5 empty] | 8189.0099 |  | 8189.0099 | [5 empty] | No | No | Cost based on actual average statewide cost per VAULT (Not Sq ft)
A25798 | 490 | DNR | Natural Resources and Recreation |  | Don Lake Recreation Area | Tahuya | Mason | 64 | Public Restroom - 508 | 586.24 | 7000 |  |  |  | No Action |  | 7000 |  | 7000 | [5 empty] | 7280 |  | 7280 | [5 empty] | 7571.2 |  | 7571.2 | [5 empty] | 7874.048 |  | 7874.048 | [5 empty] | 8189.0099 |  | 8189.0099 | [5 empty] | No | No | Cost based on actual average statewide cost per VAULT (Not Sq ft)
A25811 | 490 | DNR | Natural Resources and Recreation |  | Robbins Lake Recreation Site | Tahuya | Mason | 64 | Public Restroom - 508 | 586.24 | 7000 |  |  |  | No Action |  | 7000 |  | 7000 | [5 empty] | 7280 |  | 7280 | [5 empty] | 7571.2 |  | 7571.2 | [5 empty] | 7874.048 |  | 7874.048 | [5 empty] | 8189.0099 |  | 8189.0099 | [5 empty] | No | No | Cost based on actual average statewide cost per VAULT (Not Sq ft)
A26687 | 490 | DNR | Natural Resources and Recreation |  | NE Hahobas Way | Tahuya | Mason | 1200 | Food Facility - 630 | 10992 | [8 empty] | 0 | [7 empty] | 0 | [7 empty] | 0 | [7 empty] | 0 | [7 empty] | 0
A26702 | 490 | DNR | Natural Resources and Recreation |  | NE Hahobas Way | Tahuya | Mason | 180 | Sleeping Room, Apartments, House - 900 | 1648.8 | [8 empty] | 0 | [7 empty] | 0 | [7 empty] | 0 | [7 empty] | 0 | [7 empty] | 0
A26703 | 490 | DNR | Natural Resources and Recreation |  | NE Hahobas Way | Tahuya | Mason | 180 | Sleeping Room, Apartments, House - 900 | 1648.8 | [8 empty] | 0 | [7 empty] | 0 | [7 empty] | 0 | [7 empty] | 0 | [7 empty] | 0
A26704 | 490 | DNR | Natural Resources and Recreation |  | NE Hahobas Way | Tahuya | Mason | 2400 | Shop - 720 | 21984 | [8 empty] | 0 | [7 empty] | 0 | [7 empty] | 0 | [7 empty] | 0 | [7 empty] | 0
A26709 | 490 | DNR | Natural Resources and Recreation |  | NE Hahobas Way | Tahuya | Mason | 288 | Patient Room, Nurse Station, Surgery, Treatment/Examination, Diagnostic, Public Waiting Rooms - 800 | 2638.08 | [8 empty] | 0 | [7 empty] | 0 | [7 empty] | 0 | [7 empty] | 0 | [7 empty] | 0
A26710 | 490 | DNR | Natural Resources and Recreation |  | NE Hahobas Way | Tahuya | Mason | 144 | Storage - General - 730 | 1319.04 | [8 empty] | 0 | [7 empty] | 0 | [7 empty] | 0 | [7 empty] | 0 | [7 empty] | 0
A26711 | 490 | DNR | Natural Resources and Recreation |  | NE Hahobas Way | Tahuya | Mason | 512 | Sleeping Room, Apartments, House - 900 | 4689.92 | [8 empty] | 0 | [7 empty] | 0 | [7 empty] | 0 | [7 empty] | 0 | [7 empty] | 0
A26712 | 490 | DNR | Natural Resources and Recreation |  | NE Hahobas Way | Tahuya | Mason | 800 | Storage - General - 730 | 7328 | [8 empty] | 0 | [7 empty] | 0 | [7 empty] | 0 | [7 empty] | 0 | [7 empty] | 0
A26713 | 490 | DNR | Natural Resources and Recreation |  | NE Hahobas Way | Tahuya | Mason | 1600 | Sleeping Room, Apartments, House - 900 | 14656 | [8 empty] | 0 | [7 empty] | 0 | [7 empty] | 0 | [7 empty] | 0 | [7 empty] | 0
A26714 | 490 | DNR | Natural Resources and Recreation |  | NE Hahobas Way | Tahuya | Mason | 240 | Sleeping Room, Apartments, House - 900 | 2198.4 | [8 empty] | 0 | [7 empty] | 0 | [7 empty] | 0 | [7 empty] | 0 | [7 empty] | 0
A26715 | 490 | DNR | Natural Resources and Recreation |  | NE Hahobas Way | Tahuya | Mason | 200 | Public Restroom - 508 | 1832 | 14000 |  |  |  | No Action |  | 14000 |  | 14000 | [5 empty] | 14560 |  | 14560 | [5 empty] | 15142.4 |  | 15142.4 | [5 empty] | 15748.096 |  | 15748.096 | [5 empty] | 16378.0198 |  | 16378.0198 | [5 empty] | No | No | Cost based on actual average statewide cost per VAULT (Not Sq ft)
A26716 | 490 | DNR | Natural Resources and Recreation |  | NE Hahobas Way | Tahuya | Mason | 288 | Classroom - 110 | 2638.08 | [8 empty] | 0 | [7 empty] | 0 | [7 empty] | 0 | [7 empty] | 0 | [7 empty] | 0
A26717 | 490 | DNR | Natural Resources and Recreation |  | NE Hahobas Way | Tahuya | Mason | 400 | Storage - General - 730 | 3664 | [8 empty] | 0 | [7 empty] | 0 | [7 empty] | 0 | [7 empty] | 0 | [7 empty] | 0
A26718 | 490 | DNR | Natural Resources and Recreation |  | NE Hahobas Way | Tahuya | Mason | 192 | Storage - General - 730 | 1758.72 | [8 empty] | 0 | [7 empty] | 0 | [7 empty] | 0 | [7 empty] | 0 | [7 empty] | 0
A26719 | 490 | DNR | Natural Resources and Recreation |  | NE Hahobas Way | Tahuya | Mason | 480 | Recreation Service - 675 | 4396.8 | 4400 |  |  |  | No Action |  | 4400 |  | 4400 | [5 empty] | 4576 |  | 4576 | [5 empty] | 4759.04 |  | 4759.04 | [5 empty] | 4949.4016 |  | 4949.4016 | [5 empty] | 5147.3777 |  | 5147.3777 | [5 empty] | No | No
A26720 | 490 | DNR | Natural Resources and Recreation |  | NE Hahobas Way | Tahuya | Mason | 512 | Shop - 720 | 4689.92 | [8 empty] | 0 | [7 empty] | 0 | [7 empty] | 0 | [7 empty] | 0 | [7 empty] | 0
A26721 | 490 | DNR | Natural Resources and Recreation |  | NE Hahobas Way | Tahuya | Mason | 256 | Storage - General - 730 | 2344.96 | [8 empty] | 0 | [7 empty] | 0 | [7 empty] | 0 | [7 empty] | 0 | [7 empty] | 0
A26722 | 490 | DNR | Natural Resources and Recreation |  | NE Hahobas Way | Tahuya | Mason | 192 | Storage - General - 730 | 1758.72 | [8 empty] | 0 | [7 empty] | 0 | [7 empty] | 0 | [7 empty] | 0 | [7 empty] | 0
A26090 | 490 | DNR | Natural Resources and Recreation |  | 8300 Churchill RD SE | Tenino | Thurston | 80 | It And Communications - 710 | 732.8 | 173 |  |  |  |  | 8.5 |  |  | 0 |  |  |  |  | 4977 |  |  | 0 |  |  |  |  | 10886 |  |  | 0 |  |  |  |  | 10886 |  |  | 0 |  |  |  |  | 3910 |  |  | 0 |  |  |  |  | 3542 |  |  | These facilities are in combination with land leases outside of the facility area, sometimes tower improvment leases, sometimes ground leases for tennant owned improvements. Lease rates are not separated clearly between use of space and tower or ground lease. Maintenance has been defered. Intended project timelines include: '25 veg, trash, cleaning, '26 roof, '27 siding & paint, '28 mech & elec, '29 fence, 'Priority Rank is out of 10 and based on county population, 'geographic factor = 2 - Priority Rank/10, 'veg, trash, cleaning = geographic factor * ($3k base cost + $1/sqft * bldg sqft), 'roof = geographic factor * ($3k base cost + $10/sqft * bldg sqft), 'siding & paint = geographic factor * ($3k base cost + $10/sqft * bldg sqft), 'mech & elec = geographic factor * ($3k base cost + $5/sqft * bldg sqft), 'fence = geographic factor * ($3k base cost + $1/sqft * bldg sqft)
A25532 | 490 | DNR | Natural Resources and Recreation |  | 516 Bonaparte Lake Rd | Tonasket | Okanogan | 88 | Mechanical - 30 | 806.08 | 300 | [6 empty] | 300 | 300 | [6 empty] | 300 | 300 | [6 empty] | 300 | 300 | [6 empty] | 300 | 300 | [6 empty] | 300 | 300 | [5 empty] | No | No | modified table cost - pump house
A25533 | 490 | DNR | Natural Resources and Recreation | Bonaparte Storage | 516 Bonaparte Lake Rd | Tonasket | Okanogan | 80 | Storage - General - 730 | 732.8 | 273 | [6 empty] | 273 | 273 | [6 empty] | 273 | 273 | [6 empty] | 273 | 273 | [6 empty] | 273 | 273 | [6 empty] | 273 | 273 | [5 empty] | No | No | modified table cost - unconditioned
A25263 | 490 | DNR | Natural Resources and Recreation | Larson Barn | 25 RANDE RD | Trout Lake | Klickitat | 2880 | Field Building - 560 | 26380.8 | [8 empty] | 0 | [7 empty] | 0 | [7 empty] | 0 | [7 empty] | 0 | [7 empty] | 0
A25729 | 490 | DNR | Natural Resources and Recreation |  | 172 Trout Lake Creek Rd | Trout Lake | Klickitat | 2000 | Field Building - 560 | 18320 | [8 empty] | 0 | [7 empty] | 0 | [7 empty] | 0 | [7 empty] | 0 | [7 empty] | 0
A00181 | 490 | DNR | Natural Resources and Recreation | Pump House #3 | 9805 Blomberg St SW | Tumwater | Thurston | 100 | Mechanical - 30 | 916 | 342 |  |  |  | No Action |  |  | 342 | 342 | [6 empty] | 342 | 342 | [6 empty] | 342 | 342 | [6 empty] | 342 | 342 | [6 empty] | 342 | 342 | [5 empty] | NO | NO | modified table rate
A00789 | 490 | DNR | Natural Resources and Recreation | Maintenance Shop | 821 88th Ave | Tumwater | Thurston | 26682 | Shop - 720 | 244407.12 | 188909 |  |  |  | No Action |  |  | 188909 | 188909 |  |  |  |  | 681000 |  | 188909 | 188909 | [6 empty] | 188909 | 188909 | [6 empty] | 188909 | 188909 | [6 empty] | 188909 | 188909 | [5 empty] | NO | NO | modified table rate
A00896 | 490 | DNR | Natural Resources and Recreation | Irrigation Shop & Storage | 9805 Blomberg St SW | Tumwater | Thurston | 2500 | Shop - 720 | 22900 | 17395 |  |  |  | No Action |  |  | 17395 | 17395 | [6 empty] | 17395 | 17395 | [6 empty] | 17395 | 17395 | [6 empty] | 17395 | 17395 | [6 empty] | 17395 | 17395 | [5 empty] | NO | NO | modified table rate
A01192 | 490 | DNR | Natural Resources and Recreation | Seed Storage | 9701 Blomberg St SW | Tumwater | Thurston | 1818 | Greenhouse Service - 585 | 16652.88 | 12635 |  |  |  | No Action |  |  | 12635 | 12635 | [6 empty] | 12635 | 12635 | [6 empty] | 12635 | 12635 | [6 empty] | 12635 | 12635 | [6 empty] | 12635 | 12635 | [5 empty] | NO | NO | modified table rate
A01234 | 490 | DNR | Natural Resources and Recreation | Packing Shed #2 | 9805 Blomberg St SW | Tumwater | Thurston | 7500 | Greenhouse Service - 585 | 68700 | 52125 |  |  |  | No Action |  |  | 52125 | 52125 | [6 empty] | 52125 | 52125 | [6 empty] | 52125 | 52125 | [6 empty] | 52125 | 52125 | [6 empty] | 52125 | 52125 | [5 empty] | NO | NO | modified table rate
A01636 | 490 | DNR | Natural Resources and Recreation | Cold Storage #5 | 9805 Blomberg St SW | Tumwater | Thurston | 3124 | Greenhouse Service - 585 | 28615.84 | 21711 |  |  |  | No Action |  |  | 21711 | 21711 | [6 empty] | 21711 | 21711 | [6 empty] | 21711 | 21711 | [6 empty] | 21711 | 21711 | [6 empty] | 21711 | 21711 | [5 empty] | NO | NO | modified table rate
A02351 | 490 | DNR | Natural Resources and Recreation | Loading Dock | 9805 Blomberg St SW | Tumwater | Thurston | 944 | Greenhouse Service - 585 | 8647.04 | 1614 |  |  |  | No Action |  |  | 1614 | 1614 | [6 empty] | 1614 | 1614 | [6 empty] | 1614 | 1614 | [6 empty] | 1614 | 1614 | [6 empty] | 1614 | 1614 | [5 empty] | NO | NO | modified table rate
A02745 | 490 | DNR | Natural Resources and Recreation | Office Building | 801 88th Ave | Tumwater | Thurston | 8441 | Office - Field - 314 | 77319.56 | 63940 |  |  |  | Major Improvement | 2 |  | 63940 | 63940 |  |  |  |  | 44000 |  | 63940 | 63940 |  |  |  |  | 56200 |  | 63940 | 63940 | [6 empty] | 63940 | 63940 |  |  |  |  | 1415075 |  | 63940 | 63940 | [5 empty] | yes | yes | 2 MW Preservation projects - hot water boiler (latrine); HVAC replacement
A02936 | 490 | DNR | Natural Resources and Recreation | Equipment Storage / Shop | 9805 Blomberg St SW | Tumwater | Thurston | 3225 | Shop - 720 | 29541 | 22414 |  |  |  | No Action |  |  | 22414 | 22414 | [6 empty] | 22414 | 22414 | [6 empty] | 22414 | 22414 | [6 empty] | 22414 | 22414 | [6 empty] | 22414 | 22414 | [5 empty] | NO | NO | modified table rate
A03956 | 490 | DNR | Natural Resources and Recreation | Eq Storage | 9805 Blomberg St SW | Tumwater | Thurston | 3000 | Vehicle Storage Facilities - 740 | 27480 | 5130 |  |  |  | No Action |  |  | 5130 | 5130 | [6 empty] | 5130 | 5130 | [6 empty] | 5130 | 5130 | [6 empty] | 5130 | 5130 | [6 empty] | 5130 | 5130 | [5 empty] | NO | NO | modified table rate
A04116 | 490 | DNR | Natural Resources and Recreation | Pump House #1 | 9805 Blomberg St SW | Tumwater | Thurston | 150 | Mechanical - 30 | 1374 | 513 |  |  |  | No Action |  |  | 513 | 513 | [6 empty] | 513 | 513 | [6 empty] | 513 | 513 | [6 empty] | 513 | 513 | [6 empty] | 513 | 513 | [5 empty] | NO | NO | modified table rate
A04736 | 490 | DNR | Natural Resources and Recreation | Field Kitchen | 9805 Blomberg St SW | Tumwater | Thurston | 500 | Other - Facility - 590 | 4580 | 1710 |  |  |  | No Action |  |  | 1710 | 1710 | [6 empty] | 1710 | 1710 | [6 empty] | 1710 | 1710 | [6 empty] | 1710 | 1710 | [6 empty] | 1710 | 1710 | [5 empty] | NO | NO | modified table rate
A04843 | 490 | DNR | Natural Resources and Recreation | Cone Storage | 9701 Blomberg St SW | Tumwater | Thurston | 11200 | Greenhouse Service - 585 | 102592 | 19152 |  |  |  | No Action |  |  | 19152 | 19152 | [6 empty] | 19152 | 19152 | [6 empty] | 19152 | 19152 | [6 empty] | 19152 | 19152 | [6 empty] | 19152 | 19152 | [5 empty] | NO | NO | modified table rate
A05135 | 490 | DNR | Natural Resources and Recreation | Geology / Fertilizer Storage | 9805 Blomberg St SW | Tumwater | Thurston | 7200 | Storage - Archive File - 731 | 65952 | 22080 |  |  |  | No Action |  |  | 22080 | 22080 | [6 empty] | 22080 | 22080 | [6 empty] | 22080 | 22080 | [6 empty] | 22080 | 22080 | [6 empty] | 22080 | 22080 | [5 empty] | NO | NO | modified table rate
A05421 | 490 | DNR | Natural Resources and Recreation | Nursery Office | 9805 Blomberg St SW | Tumwater | Thurston | 1100 | Office - Field - 314 | 10076 | 11055 |  |  |  | No Action |  |  | 11055 | 11055 | [6 empty] | 11055 | 11055 | [6 empty] | 11055 | 11055 | [6 empty] | 11055 | 11055 | [6 empty] | 11055 | 11055 | [5 empty] | NO | NO | modified table rate
A05639 | 490 | DNR | Natural Resources and Recreation | Office & Lunchroom | 9805 Blomberg St SW | Tumwater | Thurston | 1450 | Office - Field - 314 | 13282 | 14602 |  |  |  | No Action |  |  | 14602 | 14602 | [6 empty] | 14602 | 14602 | [6 empty] | 14602 | 14602 | [6 empty] | 14602 | 14602 | [6 empty] | 14602 | 14602 | [5 empty] | NO | NO | modified table rate
A05674 | 490 | DNR | Natural Resources and Recreation | Packing Shed #1 | 9805 Blomberg St SW | Tumwater | Thurston | 7548 | Greenhouse Service - 585 | 69139.68 | 52458 |  |  |  | No Action |  |  | 52458 | 52458 |  |  |  |  | 40328 |  | 52458 | 52458 | [6 empty] | 52458 | 52458 | [6 empty] | 52458 | 52458 | [6 empty] | 52458 | 52458 | [5 empty] | NO | NO | modified table rate
A06086 | 490 | DNR | Natural Resources and Recreation | Nursery Residence / Office | 9805 Blomberg St SW | Tumwater | Thurston | 1776 | Office - Field - 314 | 16268.16 | 17848 |  |  |  | No Action |  |  | 17848 | 17848 | [6 empty] | 17848 | 17848 | [6 empty] | 17848 | 17848 | [6 empty] | 17848 | 17848 | [6 empty] | 17848 | 17848 | [5 empty] | NO | NO | modified table rate
A06819 | 490 | DNR | Natural Resources and Recreation | Green Houses 6-10 | 9805 Blomberg St SW | Tumwater | Thurston | 47242 | Greenhouse - 580 | 432736.72 | 161567 |  |  |  | No Action |  |  | 161567 | 161567 | [6 empty] | 161567 | 161567 | [6 empty] | 161567 | 161567 | [6 empty] | 161567 | 161567 | [6 empty] | 161567 | 161567 | [5 empty] | NO | NO | modified table rate
A06915 | 490 | DNR | Natural Resources and Recreation | Dry Storage | 9701 Blomberg St SW | Tumwater | Thurston | 2064 | Storage - General - 730 | 18906.24 | 8751 |  |  |  | Demolish |  |  | 8751 | 8751 |  |  |  |  | 6745000 |  | 8751 | 8751 | [6 empty] | 107583 | 107583 | [6 empty] | 107583 | 107583 | [6 empty] | 107583 | 107583 | [5 empty] | NO | NO | modified table rate; new constr. FY25 see 9V
A07035 | 490 | DNR | Natural Resources and Recreation | Green Houses # 1,2,3 | 9805 Blomberg St SW | Tumwater | Thurston | 14580 | Greenhouse - 580 | 133552.8 | 49863 |  |  |  | No Action |  |  | 49863 | 49863 | [6 empty] | 49863 | 49863 | [6 empty] | 49863 | 49863 | [6 empty] | 49863 | 49863 | [6 empty] | 49863 | 49863 | [5 empty] | NO | NO | modified table rate
A07262 | 490 | DNR | Natural Resources and Recreation | Chemical Mix Bldg. #1 | 9805 Blomberg St SW | Tumwater | Thurston | 640 | Greenhouse Service - 585 | 5862.4 | 2189 |  |  |  | No Action |  |  | 2189 | 2189 | [6 empty] | 2189 | 2189 | [6 empty] | 2189 | 2189 | [6 empty] | 2189 | 2189 | [6 empty] | 2189 | 2189 | [5 empty] | NO | NO | modified table rate
A07302 | 490 | DNR | Natural Resources and Recreation | Headhouse / Greenhouse | 9701 Blomberg St SW | Tumwater | Thurston | 1600 | Laboratory - 270 | 14656 | 16112 |  |  |  | No Action |  |  | 16112 | 16112 | [6 empty] | 16112 | 16112 | [6 empty] | 16112 | 16112 | [6 empty] | 16112 | 16112 | [6 empty] | 16112 | 16112 | [5 empty] | NO | NO | modified table rate
A07507 | 490 | DNR | Natural Resources and Recreation | Pump House #2 | 9805 Blomberg St SW | Tumwater | Thurston | 150 | Mechanical - 30 | 1374 | 513 |  |  |  | No Action |  |  | 513 | 513 | [6 empty] | 513 | 513 | [6 empty] | 513 | 513 | [6 empty] | 513 | 513 | [6 empty] | 513 | 513 | [5 empty] | NO | NO | modified table rate
A07564 | 490 | DNR | Natural Resources and Recreation | Seed Extraction | 9701 Blomberg St SW | Tumwater | Thurston | 3600 | Greenhouse Service - 585 | 32976 | 25020 |  |  |  | No Action |  |  | 25020 | 25020 | [6 empty] | 25020 | 25020 | [6 empty] | 25020 | 25020 | [6 empty] | 25020 | 25020 | [6 empty] | 25020 | 25020 | [5 empty] | NO | NO | modified table rate
A07691 | 490 | DNR | Natural Resources and Recreation | Chemical Bldg | 9805 Blomberg St SW | Tumwater | Thurston | 200 | Greenhouse Service - 585 | 1832 | 684 |  |  |  | No Action |  |  | 684 | 684 | [6 empty] | 684 | 684 | [6 empty] | 684 | 684 | [6 empty] | 684 | 684 | [6 empty] | 684 | 684 | [5 empty] | NO | NO | modified table rate
A07933 | 490 | DNR | Natural Resources and Recreation | Equipment Storage | 9805 Blomberg St SW | Tumwater | Thurston | 2700 | Vehicle Storage Facilities - 740 | 24732 | 4617 |  |  |  | No Action |  |  | 4617 | 4617 | [6 empty] | 4617 | 4617 | [6 empty] | 4617 | 4617 | [6 empty] | 4617 | 4617 | [6 empty] | 4617 | 4617 | [5 empty] | NO | NO | modified table rate
A08065 | 490 | DNR | Natural Resources and Recreation | Warehouse | 815 88th Ave | Tumwater | Thurston | 24567 | Warehouse - 741 | 225033.72 | 172625 |  |  |  | No Action |  |  | 172625 | 172625 |  |  |  |  | 681000 |  | 172625 | 172625 | [6 empty] | 172625 | 172625 | [6 empty] | 172625 | 172625 | [6 empty] | 172625 | 172625 | [5 empty] | NO | NO | modified table rate
A08309 | 490 | DNR | Natural Resources and Recreation | Cold Storage #2,3,4 | 9805 Blomberg St SW | Tumwater | Thurston | 16616 | Greenhouse Service - 585 | 152202.56 | 115481 |  |  |  | No Action |  |  | 115481 | 115481 | [6 empty] | 115481 | 115481 | [6 empty] | 115481 | 115481 | [6 empty] | 115481 | 115481 | [6 empty] | 115481 | 115481 | [5 empty] | NO | NO | modified table rate
A08757 | 490 | DNR | Natural Resources and Recreation | Service Building | 9805 Blomberg St SW | Tumwater | Thurston | 3900 | Greenhouse Service - 585 | 35724 | 27105 |  |  |  | No Action |  |  | 27105 | 27105 | [6 empty] | 27105 | 27105 | [6 empty] | 27105 | 27105 | [6 empty] | 27105 | 27105 | [6 empty] | 27105 | 27105 | [5 empty] | NO | NO | modified table rate
A09025 | 490 | DNR | Natural Resources and Recreation | Pressure Wash | 833 88th Ave | Tumwater | Thurston | 1000 | Other - Facility - 590 | 9160 | 6980 |  |  |  | No Action |  |  | 6980 | 6980 | [6 empty] | 6980 | 6980 | [6 empty] | 6980 | 6980 | [6 empty] | 6980 | 6980 | [6 empty] | 6980 | 6980 | [5 empty] | NO | NO | modified table rate
A09554 | 490 | DNR | Natural Resources and Recreation | Cold Storage Greenhouse | 9805 Blomberg St SW | Tumwater | Thurston | 2000 | Greenhouse Service - 585 | 18320 | 13900 |  |  |  | No Action |  |  | 13900 | 13900 | [6 empty] | 13900 | 13900 | [6 empty] | 13900 | 13900 | [6 empty] | 13900 | 13900 | [6 empty] | 13900 | 13900 | [5 empty] | NO | NO | modified table rate
A09653 | 490 | DNR | Natural Resources and Recreation | Meeting / Lunch Room #2 | 9805 Blomberg St SW | Tumwater | Thurston | 3700 | Training Room - 120 | 33892 | 37259 |  |  |  | No Action |  |  | 37259 | 37259 | [6 empty] | 37259 | 37259 | [6 empty] | 37259 | 37259 | [6 empty] | 37259 | 37259 | [6 empty] | 37259 | 37259 | [5 empty] | NO | NO | modified table rate
A09805 | 490 | DNR | Natural Resources and Recreation | Chemical Mix Bldg. #3 | 9805 Blomberg St SW | Tumwater | Thurston | 672 | Storage - Hazardous Materials - 736 | 6155.52 | 1149 |  |  |  | No Action |  |  | 1149 | 1149 | [6 empty] | 1149 | 1149 | [6 empty] | 1149 | 1149 | [6 empty] | 1149 | 1149 | [6 empty] | 1149 | 1149 | [5 empty] | NO | NO | modified table rate
A21510 | 490 | DNR | Natural Resources and Recreation | DNR Hanger | 7613 Old Highway 99 | Tumwater | Thurston | 7200 | Other - Facility - 590 | 65952 | 75461 |  |  |  | No Action |  |  | 75461 | 75461 | [6 empty] | 75461 | 75461 | [6 empty] | 75461 | 75461 | [6 empty] | 75461 | 75461 | [6 empty] | 75461 | 75461 | [5 empty] | NO | NO | Includes cost of land lease (Port of Olympia)
A25296 | 490 | DNR | Natural Resources and Recreation | Old Garage across from Tumwater Complex | 930 88th Ave SE | Tumwater | Thurston | 600 | Storage - General - 730 | 5496 | 4116 |  |  |  | No Action |  |  | 4116 | 4116 | [6 empty] | 4116 | 4116 | [6 empty] | 4116 | 4116 | [6 empty] | 4116 | 4116 | [6 empty] | 4116 | 4116 | [5 empty] | NO | NO | modified table rate
A25697 | 490 | DNR | Natural Resources and Recreation |  | 35 Mundy Rd | Twisp | Okanogan | 1520 | Sleeping Room, Apartments, House - 900 | 13923.2 | 0 | [7 empty] | 0 | [7 empty] | 0 | [7 empty] | 0 | [7 empty] | 0 | [7 empty] | 0
A25744 | 490 | DNR | Natural Resources and Recreation |  | 38008 SE Evergreen Hwy | Washougal | Clark | 3575 | Field Building - 560 | 32747 | 0 | [7 empty] | 0 | [7 empty] | 0 | [7 empty] | 0 | [7 empty] | 0 | [7 empty] | 0
A25745 | 490 | DNR | Natural Resources and Recreation |  | 38008 SE Evergreen Hwy | Washougal | Clark | 1150 | Field Building - 560 | 10534 | 0 | [7 empty] | 0 | [7 empty] | 0 | [7 empty] | 0 | [7 empty] | 0 | [7 empty] | 0
A25746 | 490 | DNR | Natural Resources and Recreation |  | 38008 SE Evergreen Hwy | Washougal | Clark | 120 | Field Building - 560 | 1099.2 | 0 | [7 empty] | 0 | [7 empty] | 0 | [7 empty] | 0 | [7 empty] | 0 | [7 empty] | 0
A25752 | 490 | DNR | Natural Resources and Recreation |  | 40224 SE EVERGREEN HWY | Washougal | Clark | 1320 | Vehicle Storage Facilities - 740 | 12091.2 | 0 | [7 empty] | 0 | [7 empty] | 0 | [7 empty] | 0 | [7 empty] | 0 | [7 empty] | 0
A25915 | 490 | DNR | Natural Resources and Recreation |  | Dougan Creek Campground | Washougal | Skamania | 64 | Public Restroom - 508 | 586.24 | 7000 |  |  |  | No Action |  | 7000 |  | 7000 | [5 empty] | 7280 |  | 7280 | [5 empty] | 7571.2 |  | 7571.2 | [5 empty] | 7874.048 |  | 7874.048 | [5 empty] | 8189.0099 |  | 8189.0099 | [5 empty] | No | No | Cost based on actual average statewide cost per VAULT (Not Sq ft)
A25916 | 490 | DNR | Natural Resources and Recreation |  | Dougan Creek Campground | Washougal | Skamania | 64 | Public Restroom - 508 | 586.24 | 7000 |  |  |  | No Action |  | 7000 |  | 7000 | [5 empty] | 7280 |  | 7280 | [5 empty] | 7571.2 |  | 7571.2 | [5 empty] | 7874.048 |  | 7874.048 | [5 empty] | 8189.0099 |  | 8189.0099 | [5 empty] | No | No | Cost based on actual average statewide cost per VAULT (Not Sq ft)
A25928 | 490 | DNR | Natural Resources and Recreation |  | Dougan Falls Day Use Area | Washougal | Skamania | 128 | Public Restroom - 508 | 1172.48 | 14000 |  |  |  | No Action |  | 14000 |  | 14000 | [5 empty] | 14560 |  | 14560 | [5 empty] | 15142.4 |  | 15142.4 | [5 empty] | 15748.096 |  | 15748.096 | [5 empty] | 16378.0198 |  | 16378.0198 | [5 empty] | No | No | Cost based on actual average statewide cost per VAULT (Not Sq ft)
A25709 | 490 | DNR | Natural Resources and Recreation | Naneum Repeater | MISSION RIDGE RD | Wenatchee | Chelan | 456 | It And Communications - 710 | 4176.96 | 518 |  |  |  |  | 5.6 |  |  | 0 |  |  |  |  | 4977 |  |  | 0 |  |  |  |  | 14573 |  |  | 0 |  |  |  |  | 14573 |  |  | 0 |  |  |  |  | 7603 |  |  | 0 |  |  |  |  | 4977 |  |  | These facilities are in combination with land leases outside of the facility area, sometimes tower improvment leases, sometimes ground leases for tennant owned improvements. Lease rates are not separated clearly between use of space and tower or ground lease. Maintenance has been defered. Intended project timelines include: '25 veg, trash, cleaning, '26 roof, '27 siding & paint, '28 mech & elec, '29 fence, 'Priority Rank is out of 10 and based on county population, 'geographic factor = 2 - Priority Rank/10, 'veg, trash, cleaning = geographic factor * ($3k base cost + $1/sqft * bldg sqft), 'roof = geographic factor * ($3k base cost + $10/sqft * bldg sqft), 'siding & paint = geographic factor * ($3k base cost + $10/sqft * bldg sqft), 'mech & elec = geographic factor * ($3k base cost + $5/sqft * bldg sqft), 'fence = geographic factor * ($3k base cost + $1/sqft * bldg sqft)
A25710 | 490 | DNR | Natural Resources and Recreation | Wenatchee Mountain Communications Site | MISSION RIDGE RD | Wenatchee | Chelan | 712 | It And Communications - 710 | 6521.92 | 752 |  |  |  |  | 5.6 |  |  | 0 |  |  |  |  | 5345 |  |  | 0 |  |  |  |  | 14573 |  |  | 0 |  |  |  |  | 14573 |  |  | 0 |  |  |  |  | 9446 |  |  | 0 |  |  |  |  | 5345 |  |  | These facilities are in combination with land leases outside of the facility area, sometimes tower improvment leases, sometimes ground leases for tennant owned improvements. Lease rates are not separated clearly between use of space and tower or ground lease. Maintenance has been defered. Intended project timelines include: '25 veg, trash, cleaning, '26 roof, '27 siding & paint, '28 mech & elec, '29 fence, 'Priority Rank is out of 10 and based on county population, 'geographic factor = 2 - Priority Rank/10, 'veg, trash, cleaning = geographic factor * ($3k base cost + $1/sqft * bldg sqft), 'roof = geographic factor * ($3k base cost + $10/sqft * bldg sqft), 'siding & paint = geographic factor * ($3k base cost + $10/sqft * bldg sqft), 'mech & elec = geographic factor * ($3k base cost + $5/sqft * bldg sqft), 'fence = geographic factor * ($3k base cost + $1/sqft * bldg sqft)
A25914 | 490 | DNR | Natural Resources and Recreation |  | Buck Creek Trailhead 1 | White Salmon | Klickitat | 64 | Public Restroom - 508 | 586.24 | 7000 |  |  |  | No Action |  | 7000 |  | 7000 | [5 empty] | 7280 |  | 7280 | [5 empty] | 7571.2 |  | 7571.2 | [5 empty] | 7874.048 |  | 7874.048 | [5 empty] | 8189.0099 |  | 8189.0099 | [5 empty] | No | No | Cost based on actual average statewide cost per VAULT (Not Sq ft)
A00081 | 490 | DNR | Natural Resources and Recreation | Metal Storage | 15314 NE Dole Valley Rd | Yacolt | Clark | 2400 | Vehicle Storage Facilities - 740 | 21984 | 4092 |  |  |  | Demolish | 2 |  | 4092 | 4092 | [6 empty] | 0 | 0 |  |  |  |  | 73200 |  | 0 | 0 | [6 empty] | 0 | 0 | [6 empty] | 0 | 0 | [5 empty] | yes | yes | MW Preservation - demolish;
A04061 | 490 | DNR | Natural Resources and Recreation | Metal Storage | 15314 NE Dole Valley Rd | Yacolt | Clark | 2420 | Storage - General - 730 | 22167.2 | 8276 |  |  |  | Close |  |  | 8276 | 8276 | [6 empty] | 0 | 0 | [6 empty] | 0 | 0 | [6 empty] | 0 | 0 | [6 empty] | 0 | 0 | [5 empty] | no | no | Closed Jan 2024 - Cold closure; no maintenance or operations planned
A05247 | 490 | DNR | Natural Resources and Recreation | Cold Storage | 15314 NE Dole Valley Rd | Yacolt | Clark | 1152 | Greenhouse Service - 585 | 10552.32 | 3940 |  |  |  | Demolish | 2 |  | 3940 | 3940 | [6 empty] | 0 | 0 |  |  |  |  | 73200 |  | 0 | 0 | [6 empty] | 0 | 0 | [6 empty] | 0 | 0 | [5 empty] | yes | yes | MW Preservation - demolish;
A06162 | 490 | DNR | Natural Resources and Recreation | Cat Shop | 15314 NE Dole Valley Rd | Yacolt | Clark | 2425 | Shop - 720 | 22213 | 8294 |  |  |  | Close |  |  | 8294 | 8294 | [6 empty] | 0 | 0 | [6 empty] | 0 | 0 | [6 empty] | 0 | 0 | [6 empty] | 0 | 0 | [5 empty] | no | no | Closed Jan 2024 - Cold closure; no maintenance or operations planned
A06857 | 490 | DNR | Natural Resources and Recreation | Auto Shop | 15314 NE Dole Valley Rd | Yacolt | Clark | 4352 | Shop - 720 | 39864.32 | 14884 |  |  |  | Close |  |  | 14884 | 14884 | [6 empty] | 0 | 0 | [6 empty] | 0 | 0 | [6 empty] | 0 | 0 | [6 empty] | 0 | 0 | [5 empty] | no | no | Closed Jan 2024 - Cold closure; no maintenance or operations planned
A07436 | 490 | DNR | Natural Resources and Recreation | Sand Shed | 15314 NE Dole Valley Rd | Yacolt | Clark | 208 | Storage - Hazardous Materials - 736 | 1905.28 | 0 |  |  |  | Close |  |  | 0 | 0 | [6 empty] | 0 | 0 | [6 empty] | 0 | 0 | [6 empty] | 0 | 0 | [6 empty] | 0 | 0 | [5 empty] | no | no | Closed Jan 2024 - Cold closure; no maintenance or operations planned
A07578 | 490 | DNR | Natural Resources and Recreation | Sign Shop & Tool Shed | 15314 NE Dole Valley Rd | Yacolt | Clark | 864 | Storage - General - 730 | 7914.24 | 2955 |  |  |  | Close |  |  | 2955 | 2955 | [6 empty] | 0 | 0 | [6 empty] | 0 | 0 | [6 empty] | 0 | 0 | [6 empty] | 0 | 0 | [5 empty] | no | no | Closed Jan 2024 - Cold closure; no maintenance or operations planned
A08041 | 490 | DNR | Natural Resources and Recreation | Pump House | 15314 NE Dole Valley Rd | Yacolt | Clark | 48 | Mechanical - 30 | 439.68 | 83 |  |  |  | Close |  |  | 83 | 83 | [6 empty] | 0 | 0 | [6 empty] | 0 | 0 | [6 empty] | 0 | 0 | [6 empty] | 0 | 0 | [5 empty] | no | no | Closed Jan 2024 - Cold closure; no maintenance or operations planned
A08142 | 490 | DNR | Natural Resources and Recreation | Classroom & Warehouse | 15314 NE Dole Valley Rd | Yacolt | Clark | 1500 | Training Room - 120 | 13740 | 5753 |  |  |  | Close |  |  | 5753 | 5753 | [6 empty] | 0 | 0 | [6 empty] | 0 | 0 | [6 empty] | 0 | 0 | [6 empty] | 0 | 0 | [5 empty] | no | no | Closed Jan 2024 - Cold closure; no maintenance or operations planned
A25691 | 490 | DNR | Natural Resources and Recreation |  | Larch Mountain Communications Site | Yacolt | Clark | 1056 | It And Communications - 710 | 9672.96 | 1067 |  |  |  |  | 8.7 |  |  | 0 |  |  |  |  | 4583 |  |  | 0 |  |  |  |  | 15322 |  |  | 0 |  |  |  |  | 15322 |  |  | 0 |  |  |  |  | 9357 |  |  | 0 |  |  |  |  | 4583 |  |  | These facilities are in combination with land leases outside of the facility area, sometimes tower improvment leases, sometimes ground leases for tennant owned improvements. Lease rates are not separated clearly between use of space and tower or ground lease. Maintenance has been defered. Intended project timelines include: '25 veg, trash, cleaning, '26 roof, '27 siding & paint, '28 mech & elec, '29 fence, 'Priority Rank is out of 10 and based on county population, 'geographic factor = 2 - Priority Rank/10, 'veg, trash, cleaning = geographic factor * ($3k base cost + $1/sqft * bldg sqft), 'roof = geographic factor * ($3k base cost + $10/sqft * bldg sqft), 'siding & paint = geographic factor * ($3k base cost + $10/sqft * bldg sqft), 'mech & elec = geographic factor * ($3k base cost + $5/sqft * bldg sqft), 'fence = geographic factor * ($3k base cost + $1/sqft * bldg sqft)
A25929 | 490 | DNR | Natural Resources and Recreation |  | 19500 L1300 RD | Yacolt | Clark | 64 | Public Restroom - 508 | 586.24 | 7000 |  |  |  | No Action |  | 7000 |  | 7000 | [5 empty] | 7280 |  | 7280 | [5 empty] | 7571.2 |  | 7571.2 | [5 empty] | 7874.048 |  | 7874.048 | [5 empty] | 8189.0099 |  | 8189.0099 | [5 empty] | No | No | Cost based on actual average statewide cost per VAULT (Not Sq ft)
A25930 | 490 | DNR | Natural Resources and Recreation |  | 19500 L1300 RD | Yacolt | Clark | 600 | Recreation - 670 | 5496 | 5500 |  |  |  | No Action |  | 5500 |  | 5500 | [5 empty] | 5720 |  | 5720 | [5 empty] | 5948.8 |  | 5948.8 | [5 empty] | 6186.752 |  | 6186.752 | [5 empty] | 6434.2221 |  | 6434.2221 | [5 empty] | No | No
A25931 | 490 | DNR | Natural Resources and Recreation |  | 19500 L1300 RD | Yacolt | Clark | 64 | Public Restroom - 508 | 586.24 | 7000 |  |  |  | No Action |  | 7000 |  | 7000 | [5 empty] | 7280 |  | 7280 | [5 empty] | 7571.2 |  | 7571.2 | [5 empty] | 7874.048 |  | 7874.048 | [5 empty] | 8189.0099 |  | 8189.0099 | [5 empty] | No | No | Cost based on actual average statewide cost per VAULT (Not Sq ft)
A25932 | 490 | DNR | Natural Resources and Recreation |  | Rock Creek Campground | Yacolt | Clark | 64 | Public Restroom - 508 | 586.24 | 7000 |  |  |  | No Action |  | 7000 |  | 7000 | [5 empty] | 7280 |  | 7280 | [5 empty] | 7571.2 |  | 7571.2 | [5 empty] | 7874.048 |  | 7874.048 | [5 empty] | 8189.0099 |  | 8189.0099 | [5 empty] | No | No | Cost based on actual average statewide cost per VAULT (Not Sq ft)
A25933 | 490 | DNR | Natural Resources and Recreation |  | Rock Creek Campground | Yacolt | Clark | 128 | Public Restroom - 508 | 1172.48 | 14000 |  |  |  | No Action |  | 14000 |  | 14000 | [5 empty] | 14560 |  | 14560 | [5 empty] | 15142.4 |  | 15142.4 | [5 empty] | 15748.096 |  | 15748.096 | [5 empty] | 16378.0198 |  | 16378.0198 | [5 empty] | No | No | Cost based on actual average statewide cost per VAULT (Not Sq ft)
A25934 | 490 | DNR | Natural Resources and Recreation |  | Rock Creek Campground | Yacolt | Clark | 128 | Public Restroom - 508 | 1172.48 | 14000 |  |  |  | No Action |  | 14000 |  | 14000 | [5 empty] | 14560 |  | 14560 | [5 empty] | 15142.4 |  | 15142.4 | [5 empty] | 15748.096 |  | 15748.096 | [5 empty] | 16378.0198 |  | 16378.0198 | [5 empty] | No | No | Cost based on actual average statewide cost per VAULT (Not Sq ft)
A25935 | 490 | DNR | Natural Resources and Recreation |  | Rock Creek Campground | Yacolt | Clark | 600 | Recreation - 670 | 5496 | 5500 |  |  |  | No Action |  | 5500 |  | 5500 | [5 empty] | 5720 |  | 5720 | [5 empty] | 5948.8 |  | 5948.8 | [5 empty] | 6186.752 |  | 6186.752 | [5 empty] | 6434.2221 |  | 6434.2221 | [5 empty] | No | No
A25936 | 490 | DNR | Natural Resources and Recreation |  | Rock Creek Campground | Yacolt | Clark | 36 | Mechanical - 30 | 329.76 | [8 empty] | 0 | [7 empty] | 0 | [7 empty] | 0 | [7 empty] | 0 | [7 empty] | 0
A25937 | 490 | DNR | Natural Resources and Recreation |  | Larch Mountain Trailhead | Yacolt | Clark | 128 | Public Restroom - 508 | 1172.48 | 14000 |  |  |  | No Action |  | 14000 |  | 14000 | [5 empty] | 14560 |  | 14560 | [5 empty] | 15142.4 |  | 15142.4 | [5 empty] | 15748.096 |  | 15748.096 | [5 empty] | 16378.0198 |  | 16378.0198 | [5 empty] | No | No | Cost based on actual average statewide cost per VAULT (Not Sq ft)
A25939 | 490 | DNR | Natural Resources and Recreation |  | Yacolt Burn Trailhead | Yacolt | Clark | 128 | Public Restroom - 508 | 1172.48 | 14000 |  |  |  | No Action |  | 14000 |  | 14000 | [5 empty] | 14560 |  | 14560 | [5 empty] | 15142.4 |  | 15142.4 | [5 empty] | 15748.096 |  | 15748.096 | [5 empty] | 16378.0198 |  | 16378.0198 | [5 empty] | No | No | Cost based on actual average statewide cost per VAULT (Not Sq ft)
A25992 | 490 | DNR | Natural Resources and Recreation |  | Grouse Vista Trailhead | Yacolt | Clark | 64 | Public Restroom - 508 | 586.24 | 7000 |  |  |  | No Action |  | 7000 |  | 7000 | [5 empty] | 7280 |  | 7280 | [5 empty] | 7571.2 |  | 7571.2 | [5 empty] | 7874.048 |  | 7874.048 | [5 empty] | 8189.0099 |  | 8189.0099 | [5 empty] | No | No | Cost based on actual average statewide cost per VAULT (Not Sq ft)
A25993 | 490 | DNR | Natural Resources and Recreation |  | Tarbell Trailhead | Yacolt | Clark | 64 | Public Restroom - 508 | 586.24 | 7000 |  |  |  | No Action |  | 7000 |  | 7000 | [5 empty] | 7280 |  | 7280 | [5 empty] | 7571.2 |  | 7571.2 | [5 empty] | 7874.048 |  | 7874.048 | [5 empty] | 8189.0099 |  | 8189.0099 | [5 empty] | No | No | Cost based on actual average statewide cost per VAULT (Not Sq ft)
A25889 | 490 | DNR | Natural Resources and Recreation |  | Tree Phones Campground A-2000 Rd | Yakima | Yakima | 64 | Public Restroom - 508 | 586.24 | 7000 |  |  |  | No Action |  | 7000 |  | 7000 | [5 empty] | 7280 |  | 7280 | [5 empty] | 7571.2 |  | 7571.2 | [5 empty] | 7874.048 |  | 7874.048 | [5 empty] | 8189.0099 |  | 8189.0099 | [5 empty] | No | No | Cost based on actual average statewide cost per VAULT (Not Sq ft)
A25890 | 490 | DNR | Natural Resources and Recreation |  | Tree Phones Campground A-2000 Rd | Yakima | Yakima | 64 | Public Restroom - 508 | 586.24 | 7000 |  |  |  | No Action |  | 7000 |  | 7000 | [5 empty] | 7280 |  | 7280 | [5 empty] | 7571.2 |  | 7571.2 | [5 empty] | 7874.048 |  | 7874.048 | [5 empty] | 8189.0099 |  | 8189.0099 | [5 empty] | No | No | Cost based on actual average statewide cost per VAULT (Not Sq ft)
A25891 | 490 | DNR | Natural Resources and Recreation |  | Gray Rock Campground | Yakima | Yakima | 64 | Public Restroom - 508 | 586.24 | 7000 |  |  |  | No Action |  | 7000 |  | 7000 | [5 empty] | 7280 |  | 7280 | [5 empty] | 7571.2 |  | 7571.2 | [5 empty] | 7874.048 |  | 7874.048 | [5 empty] | 8189.0099 |  | 8189.0099 | [5 empty] | No | No | Cost based on actual average statewide cost per VAULT (Not Sq ft)
A25894 | 490 | DNR | Natural Resources and Recreation |  | Snow Cabin Campground | Yakima | Yakima | 64 | Public Restroom - 508 | 586.24 | 7000 |  |  |  | No Action |  | 7000 |  | 7000 | [5 empty] | 7280 |  | 7280 | [5 empty] | 7571.2 |  | 7571.2 | [5 empty] | 7874.048 |  | 7874.048 | [5 empty] | 8189.0099 |  | 8189.0099 | [5 empty] | No | No | Cost based on actual average statewide cost per VAULT (Not Sq ft)
A25895 | 490 | DNR | Natural Resources and Recreation |  | Clover Flats Campground | Yakima | Yakima | 64 | Public Restroom - 508 | 586.24 | 7000 |  |  |  | No Action |  | 7000 |  | 7000 | [5 empty] | 7280 |  | 7280 | [5 empty] | 7571.2 |  | 7571.2 | [5 empty] | 7874.048 |  | 7874.048 | [5 empty] | 8189.0099 |  | 8189.0099 | [5 empty] | No | No | Cost based on actual average statewide cost per VAULT (Not Sq ft)
A25896 | 490 | DNR | Natural Resources and Recreation |  | Eagles Nest Vista Parking Area | Yakima | Yakima | 64 | Public Restroom - 508 | 586.24 | 7000 |  |  |  | No Action |  | 7000 |  | 7000 | [5 empty] | 7280 |  | 7280 | [5 empty] | 7571.2 |  | 7571.2 | [5 empty] | 7874.048 |  | 7874.048 | [5 empty] | 8189.0099 |  | 8189.0099 | [5 empty] | No | No | Cost based on actual average statewide cost per VAULT (Not Sq ft)
A25897 | 490 | DNR | Natural Resources and Recreation |  | Red Saddle Trailhead | Yakima | Yakima | 64 | Public Restroom - 508 | 586.24 | 7000 |  |  |  | No Action |  | 7000 |  | 7000 | [5 empty] | 7280 |  | 7280 | [5 empty] | 7571.2 |  | 7571.2 | [5 empty] | 7874.048 |  | 7874.048 | [5 empty] | 8189.0099 |  | 8189.0099 | [5 empty] | No | No | Cost based on actual average statewide cost per VAULT (Not Sq ft)
A25898 | 490 | DNR | Natural Resources and Recreation |  | White's Ridge Trailhead Parking Area | Yakima | Yakima | 64 | Public Restroom - 508 | 586.24 | 7000 |  |  |  | No Action |  | 7000 |  | 7000 | [5 empty] | 7280 |  | 7280 | [5 empty] | 7571.2 |  | 7571.2 | [5 empty] | 7874.048 |  | 7874.048 | [5 empty] | 8189.0099 |  | 8189.0099 | [5 empty] | No | No | Cost based on actual average statewide cost per VAULT (Not Sq ft)
A25899 | 490 | DNR | Natural Resources and Recreation |  | White's Ridge Trailhead Parking Area | Yakima | Yakima | 64 | Public Restroom - 508 | 586.24 | 7000 |  |  |  | No Action |  | 7000 |  | 7000 | [5 empty] | 7280 |  | 7280 | [5 empty] | 7571.2 |  | 7571.2 | [5 empty] | 7874.048 |  | 7874.048 | [5 empty] | 8189.0099 |  | 8189.0099 | [5 empty] | No | No | Cost based on actual average statewide cost per VAULT (Not Sq ft)
A25900 | 490 | DNR | Natural Resources and Recreation |  | White's Ridge Trailhead Parking Area | Yakima | Yakima | 600 | Recreation - 670 | 5496 | 5500 |  |  |  | No Action |  | 5500 |  | 5500 | [5 empty] | 5720 |  | 5720 | [5 empty] | 5948.8 |  | 5948.8 | [5 empty] | 6186.752 |  | 6186.752 | [5 empty] | 6434.2221 |  | 6434.2221 | [5 empty] | No | No
A25901 | 490 | DNR | Natural Resources and Recreation |  | Tree Phones Campground A-2000 Rd | Yakima | Yakima | 64 | Public Restroom - 508 | 586.24 | 7000 |  |  |  | No Action |  | 7000 |  | 7000 | [5 empty] | 7280 |  | 7280 | [5 empty] | 7571.2 |  | 7571.2 | [5 empty] | 7874.048 |  | 7874.048 | [5 empty] | 8189.0099 |  | 8189.0099 | [5 empty] | No | No | Cost based on actual average statewide cost per VAULT (Not Sq ft)
A25902 | 490 | DNR | Natural Resources and Recreation |  | Ahtanum Campground | Yakima | Yakima | 64 | Public Restroom - 508 | 586.24 | 7000 |  |  |  | No Action |  | 7000 |  | 7000 | [5 empty] | 7280 |  | 7280 | [5 empty] | 7571.2 |  | 7571.2 | [5 empty] | 7874.048 |  | 7874.048 | [5 empty] | 8189.0099 |  | 8189.0099 | [5 empty] | No | No | Cost based on actual average statewide cost per VAULT (Not Sq ft)
A25903 | 490 | DNR | Natural Resources and Recreation |  | Ahtanum Campground | Yakima | Yakima | 64 | Public Restroom - 508 | 586.24 | 7000 |  |  |  | No Action |  | 7000 |  | 7000 | [5 empty] | 7280 |  | 7280 | [5 empty] | 7571.2 |  | 7571.2 | [5 empty] | 7874.048 |  | 7874.048 | [5 empty] | 8189.0099 |  | 8189.0099 | [5 empty] | No | No | Cost based on actual average statewide cost per VAULT (Not Sq ft)
A25904 | 490 | DNR | Natural Resources and Recreation |  | Ahtanum Campground | Yakima | Yakima | 64 | Public Restroom - 508 | 586.24 | 7000 |  |  |  | No Action |  | 7000 |  | 7000 | [5 empty] | 7280 |  | 7280 | [5 empty] | 7571.2 |  | 7571.2 | [5 empty] | 7874.048 |  | 7874.048 | [5 empty] | 8189.0099 |  | 8189.0099 | [5 empty] | No | No | Cost based on actual average statewide cost per VAULT (Not Sq ft)
A25905 | 490 | DNR | Natural Resources and Recreation |  | Ahtanum Campground | Yakima | Yakima | 64 | Public Restroom - 508 | 586.24 | 7000 |  |  |  | No Action |  | 7000 |  | 7000 | [5 empty] | 7280 |  | 7280 | [5 empty] | 7571.2 |  | 7571.2 | [5 empty] | 7874.048 |  | 7874.048 | [5 empty] | 8189.0099 |  | 8189.0099 | [5 empty] | No | No | Cost based on actual average statewide cost per VAULT (Not Sq ft)
A25906 | 490 | DNR | Natural Resources and Recreation |  | Ahtanum Meadows Campground | Yakima | Yakima | 64 | Public Restroom - 508 | 586.24 | 7000 |  |  |  | No Action |  | 7000 |  | 7000 | [5 empty] | 7280 |  | 7280 | [5 empty] | 7571.2 |  | 7571.2 | [5 empty] | 7874.048 |  | 7874.048 | [5 empty] | 8189.0099 |  | 8189.0099 | [5 empty] | No | No | Cost based on actual average statewide cost per VAULT (Not Sq ft)
A25907 | 490 | DNR | Natural Resources and Recreation |  | Ahtanum Meadows Campground | Yakima | Yakima | 64 | Public Restroom - 508 | 586.24 | 7000 |  |  |  | No Action |  | 7000 |  | 7000 | [5 empty] | 7280 |  | 7280 | [5 empty] | 7571.2 |  | 7571.2 | [5 empty] | 7874.048 |  | 7874.048 | [5 empty] | 8189.0099 |  | 8189.0099 | [5 empty] | No | No | Cost based on actual average statewide cost per VAULT (Not Sq ft)
A25908 | 490 | DNR | Natural Resources and Recreation |  | Ahtanum Meadows Campground | Yakima | Yakima | 64 | Public Restroom - 508 | 586.24 | 7000 |  |  |  | No Action |  | 7000 |  | 7000 | [5 empty] | 7280 |  | 7280 | [5 empty] | 7571.2 |  | 7571.2 | [5 empty] | 7874.048 |  | 7874.048 | [5 empty] | 8189.0099 |  | 8189.0099 | [5 empty] | No | No | Cost based on actual average statewide cost per VAULT (Not Sq ft)
[8 empty] | 1874134 |  | 17167067.44 |  | 0 | 0 | 0 |  |  | 2513572 | 4654778 | #VALUE! | 5545115 | 0 | 0 | 0 | 17645763 | 1667434.08 | 4768005.8 | 6435439.88 | 5213792 | 0 | 0 | 0 | 7979464 | 1734131.4432 | 4882453.8 | 6616585.2432 | 5442671 | 0 | 0 | 0 | 830714 | 1803496.7009 | 4882573.8 | 6686070.5009 | 5606156 | 0 | 0 | 0 | 6250637 | 1875636.569 | 4904607.8 | 6780244.369 | 5658284 | 0 | 0 | 0 | 8872072
_____MODIFICATION TABLE _____ | [10 empty] | _____MODIFICATION TABLE _____ | [17 empty] | _____MODIFICATION TABLE _____ | [15 empty] | _____MODIFICATION TABLE _____
New or Added Facility not listed in the above inventory | [14 empty] | Planned Action |  | Changes in Annual On Going Costs |  |  | Revenue | Savings |  |  | Expense | Projected Annual On Going Costs |  |  | Revenue | Savings |  |  | Expense | Projected Annual On Going Costs |  |  | Revenue | Savings |  |  | Expense | Projected Annual On Going Costs |  |  | Revenue | Savings |  |  | Expense | Projected Annual On Going Costs |  |  | Revenue | Savings |  |  | Expense
[12 empty] | FY 24 |  |  |  |  | FY25 | [7 empty] | FY26 | [7 empty] | FY27 | [7 empty] | FY28 | [7 empty] | FY29
UNIQUE FACILITY NUMBER | AGENCY NUMBER | AGENCY ACRONYM | FUNCTIONAL GROUP | AGENCY COMMON NAME | STREET ADDRESS | CITY | COUNTY | TOTAL SQUARE FEET | PRIMARY SPACE TYPE | ANNUAL OPERATING COSTS +debt service |  | Leasing Savings Realized | Lease Saving Spent | Other Savings Spent - details in notes | Action type | Priority Rank | NGFO | Other | Total | Receivable Income | Leasing Savings Realized | Lease Saving Spent | Other Savings Spent - details in notes | One-Time Costs | NGFO | Other | Total | Receivable Income | Leasing Savings Realized | Lease Saving Spent | Other Savings Spent - details in notes | One-Time Costs | NGFO | Other | Total | Receivable Income | Leasing Savings Realized | Lease Saving Spent | Other Savings Spent - details in notes | One-Time Costs | NGFO | Other | Total | Receivable Income | Leasing Savings Realized | Lease Saving Spent | Other Savings Spent - details in notes | One-Time Costs | NGFO | Other | Total | Receivable Income | Leasing Savings Realized | Lease Saving Spent | Other Savings Spent - details in notes | One-Time Costs | Decision Package (Yes/No) | Capital Request (Yes/No) | Notes
A02850 | 490 | DNR | Natural Resources and Recreation | Fuel Point Building and tanks | 15314 NE Dole Valley Rd | Yacolt | Clark | 557 | Hazardous Materials - 760 | 5102.12 | 1905 |  |  |  | Demolish | 2 |  | 1905 | 1905 | [6 empty] | 1905 | 1905 |  |  |  |  | 223200 |  | 0 | 0 |  |  |  |  | 200000 |  | 0 | 0 | [6 empty] | 0 | 0 | [5 empty] | yes | yes | MW Preservation - demolish;
| 490 | DNR | Natural Resources and Recreation | Woodard Bay Shelter | Whitham Rd NE | Olympia | Thurston | 300 | Recreation - 670 | 2748 | 2700 |  |  |  | No Action |  | 2700 |  | 2700 | [5 empty] | 2808 |  | 2808 | [5 empty] | 2920.32 |  | 2920.32 | [5 empty] | 3037.1328 |  | 3037.1328 | [5 empty] | 3158.6181 |  | 3158.6181 | [5 empty] | No | No | Not on list. Needs to be added
| 490 | DNR | Natural Resources and Recreation | [6 empty] | 0 | [8 empty] | 0 | [7 empty] | 0 | [7 empty] | 0 | [7 empty] | 0 | [7 empty] | 0
| 490 | DNR | Natural Resources and Recreation | [6 empty] | 0 | [8 empty] | 0 | [7 empty] | 0 | [7 empty] | 0 | [7 empty] | 0 | [7 empty] | 0
| 490 | DNR | Natural Resources and Recreation | [6 empty] | 0 | [8 empty] | 0 | [7 empty] | 0 | [7 empty] | 0 | [7 empty] | 0 | [7 empty] | 0
| 490 | DNR | Natural Resources and Recreation | [6 empty] | 0 | [8 empty] | 0 | [7 empty] | 0 | [7 empty] | 0 | [7 empty] | 0 | [7 empty] | 0
| 490 | DNR | Natural Resources and Recreation | [6 empty] | 0 | [8 empty] | 0 | [7 empty] | 0 | [7 empty] | 0 | [7 empty] | 0 | [7 empty] | 0
| 490 | DNR | Natural Resources and Recreation | [6 empty] | 0 | [8 empty] | 0 | [7 empty] | 0 | [7 empty] | 0 | [7 empty] | 0 | [7 empty] | 0
| 490 | DNR | Natural Resources and Recreation | [6 empty] | 0 | [8 empty] | 0 | [7 empty] | 0 | [7 empty] | 0 | [7 empty] | 0 | [7 empty] | 0
| 490 | DNR | Natural Resources and Recreation | [6 empty] | 0 | [8 empty] | 0 | [7 empty] | 0 | [7 empty] | 0 | [7 empty] | 0 | [7 empty] | 0
| 490 | DNR | Natural Resources and Recreation | [6 empty] | 0 | [8 empty] | 0 | [7 empty] | 0 | [7 empty] | 0 | [7 empty] | 0 | [7 empty] | 0
| 490 | DNR | Natural Resources and Recreation | [6 empty] | 0 | [8 empty] | 0 | [7 empty] | 0 | [7 empty] | 0 | [7 empty] | 0 | [7 empty] | 0
| 490 | DNR | Natural Resources and Recreation | [6 empty] | 0 | [8 empty] | 0 | [7 empty] | 0 | [7 empty] | 0 | [7 empty] | 0 | [7 empty] | 0
| 490 | DNR | Natural Resources and Recreation | [6 empty] | 0 | [8 empty] | 0 | [7 empty] | 0 | [7 empty] | 0 | [7 empty] | 0 | [7 empty] | 0
[8 empty] | 857 |  | 7850.12 |  | 0 | 0 | 0 |  |  | 2700 | 1905 | 4605 | 0 | 0 | 0 | 0 | 0 | 2808 | 1905 | 4713 | 0 | 0 | 0 | 0 | 223200 | 2920.32 | 0 | 2920.32 | 0 | 0 | 0 | 0 | 200000 | 3037.1328 | 0 | 3037.1328 | 0 | 0 | 0 | 0 | 0 | 3158.6181 | 0 | 3158.6181 | 0 | 0 | 0 | 0 | 0

## Operating Costs Reference
Washington State Office of Financial Management (OFM)
Facilities Oversight and Planning
Operating Expenses For Seven Washington Regions Based On Facility Cost Tool From CBRE Used for 2024 Calendar
Operating expense assumptions for office, laboratory, and support space (temperature controlled and non-temperature controlled) based on CBRE/Whitestone data that will be used for facilities costs in 2024 calendar.
Operating expense assumptions are used to adjust partially serviced or un-serviced leases to fully serviced leases in lease approval process, market rates analysis, and in planning and budgeting for facilities costs.
Based on the OFM analysis the proxy of $9.16 a square foot for the owned space is used.
2024 Operating Expenses Use for Owned Office Facilities
Service Category | Service Level | Anacortes | Olympia | Portland | Richland | Seattle | Spokane | Tacoma
Custodial | Medium | 1.55 | 1.59 | 1.6 | 1.54 | 1.66 | 1.51 | 1.66
Energy | Low | 1.27 | 1.28 | 0.97 | 0.98 | 1.05 | 1.03 | 1.1
Refuse | Medium | 0.09 | 0.18 | 0.13 | 0.06 | 0.28 | 0.2 | 0.16
Water/Sewer | Medium | 0.62 | 0.76 | 1.18 | 0.2 | 1.47 | 0.19 | 0.64
Grounds | Low | 0.07 | 0.06 | 0.07 | 0.07 | 0.09 | 0.06 | 0.09
Maintenance and Repair |  | 6.17 | 6.06 | 6.3 | 6.31 | 6.51 | 5.93 | 6.43
Pest Control | Low | 0.12 | 0.1 | 0.1 | 0.1 | 0.11 | 0.1 | 0.11
Road Clearance | Medium | 0.04 | 0.13 | 0.07 | 0.14 | 0.09 | 0.14 | 0.09
Total Op.Exp/Modified Gross Leases |  | 3.53 | 3.81 | 3.88 | 2.78 | 4.46 | 2.93 | 3.56
Total Op.Exp/Full - Service Leases |  | 9.93 | 10.16 | 10.42 | 9.4 | 11.26 | 9.16 | 10.28
Based on the OFM analysis the proxy of $3.56 a square foot for non full serviced leased space is used.
2024 Operating Expenses Use for Leased Office Facilities
Service Category | Service Level | Anacortes | Olympia | Portland | Richland | Seattle | Spokane | Tacoma
Custodial | Medium | 1.55 | 1.59 | 1.6 | 1.54 | 1.66 | 1.51 | 1.66
Energy | Low | 1.27 | 1.28 | 0.97 | 0.98 | 1.05 | 1.03 | 1.1
Refuse | Medium | 0.09 | 0.18 | 0.13 | 0.06 | 0.28 | 0.2 | 0.16
Water/Sewer | Medium | 0.62 | 0.76 | 1.18 | 0.2 | 1.47 | 0.19 | 0.64
Grounds | Low | 0.07 | 0.06 | 0.07 | 0.07 | 0.09 | 0.06 | 0.09
Maintenance and Repair |  | 6.17 | 6.06 | 6.3 | 6.31 | 6.51 | 5.93 | 6.43
Management | Low | 1.02 | 0.93 | 0.97 | 0.97 | 1.02 | 0.89 | 1.02
Pest Control | Low | 0.12 | 0.1 | 0.1 | 0.1 | 0.11 | 0.1 | 0.11
Road Clearance | Medium | 0.04 | 0.13 | 0.07 | 0.14 | 0.09 | 0.14 | 0.09
Security | Low | 0.1 | 0.1 | 0.1 | 0.1 | 0.1 | 0.1 | 0.1
Total Op.Exp/Modified Gross Leases |  | 3.53 | 3.81 | 3.88 | 2.78 | 4.46 | 2.93 | 3.56
Total Op.Exp/Full Service Leases |  | 11.05 | 11.19 | 11.49 | 10.47 | 12.38 | 10.15 | 11.4
2024 Operating Expenses Use for Leased General Laboratory Facilities
Service Category | Service Level | Anacortes | Olympia | Portland | Richland | Seattle | Spokane | Tacoma
Custodial | Medium | 1.56 | 1.59 | 1.61 | 1.55 | 1.66 | 1.51 | 1.66
Energy | Medium | 5.04 | 5.09 | 3.86 | 3.91 | 4.18 | 4.08 | 4.37
Refuse | Medium | 0.09 | 0.18 | 0.13 | 0.06 | 0.28 | 0.2 | 0.16
Water/Sewer | Medium | 0.76 | 0.93 | 1.44 | 0.24 | 1.79 | 0.23 | 0.78
Grounds | Low | 0.07 | 0.06 | 0.07 | 0.07 | 0.09 | 0.06 | 0.09
Maintenance and Repair* |  | 6.17 | 6.06 | 6.3 | 6.31 | 6.51 | 5.93 | 6.43
Management | Low | 1.67 | 1.53 | 1.58 | 1.59 | 1.67 | 1.46 | 1.67
Pest Control | Low | 0.12 | 0.1 | 0.1 | 0.1 | 0.11 | 0.1 | 0.11
Road Clearance | Medium | 0.04 | 0.13 | 0.07 | 0.14 | 0.09 | 0.14 | 0.09
Security | Low | 0.11 | 0.11 | 0.11 | 0.11 | 0.11 | 0.11 | 0.11
Total Op.Exp/Modified Gross Leases |  | 7.45 | 7.79 | 7.04 | 5.76 | 7.91 | 6.02 | 6.97
Total Op.Exp/Full Service Leases |  | 15.63 | 15.78 | 15.27 | 14.08 | 16.49 | 13.82 | 15.47
* Used office space M&R costs due to unique laboratory operation in Washington State Government
2024 Operating Expenses Use for Leased Warehouse (Non-Temperature) Facilities
Service Category | Service Level | Anacortes | Olympia | Portland | Richland | Seattle | Spokane | Tacoma
Custodial | Low | 0.06 | 0.06 | 0.06 | 0.06 | 0.07 | 0.06 | 0.07
Energy | Low | 0.42 | 0.42 | 0.32 | 0.32 | 0.35 | 0.34 | 0.36
Refuse | Low | 0.01 | 0.01 | 0.01 | 0.01 | 0.02 | 0.01 | 0.01
Water/Sewer | Low | 0.01 | 0.01 | 0.02 | 0.01 | 0.02 | 0.01 | 0.01
Grounds | Low | 0.03 | 0.03 | 0.03 | 0.03 | 0.03 | 0.03 | 0.03
Maintenance and Repair |  | 2.86 | 2.8 | 2.87 | 2.88 | 3.06 | 2.7 | 3.01
Management | Low | 0.62 | 0.56 | 0.58 | 0.58 | 0.61 | 0.54 | 0.61
Pest Control | Low | 0.12 | 0.1 | 0.1 | 0.1 | 0.11 | 0.1 | 0.11
Road Clearance | Medium | 0.04 | 0.13 | 0.07 | 0.14 | 0.09 | 0.14 | 0.09
Security | Low | 0.08 | 0.08 | 0.08 | 0.08 | 0.08 | 0.08 | 0.08
Total Op.Exp/Modified Gross Leases |  | 0.5 | 0.5 | 0.41 | 0.4 | 0.46 | 0.42 | 0.45
Total Op.Exp/Full Service Leases |  | 4.25 | 4.2 | 4.14 | 4.21 | 4.44 | 4.01 | 4.38
2024 Operating Expenses Use for Leased Warehouse (Temp Control) Facilities
Service Category | Service Level | Anacortes | Olympia | Portland | Richland | Seattle | Spokane | Tacoma
Custodial | Low | 0.1 | 0.1 | 0.1 | 0.1 | 0.11 | 0.1 | 0.11
Energy | Low | 0.89 | 0.9 | 0.69 | 0.69 | 0.74 | 0.72 | 0.78
Refuse | Low | 0.01 | 0.01 | 0.01 | 0.01 | 0.02 | 0.01 | 0.01
Water/Sewer | Low | 0.09 | 0.12 | 0.18 | 0.03 | 0.22 | 0.03 | 0.1
Grounds | Low | 0.03 | 0.03 | 0.03 | 0.03 | 0.03 | 0.03 | 0.03
Maintenance and Repair |  | 5.64 | 5.51 | 5.66 | 5.72 | 5.93 | 5.38 | 5.86
Management | Low | 0.64 | 0.58 | 0.61 | 0.61 | 0.64 | 0.56 | 0.64
Pest Control | Low | 0.12 | 0.1 | 0.1 | 0.1 | 0.11 | 0.1 | 0.11
Road Clearance | Medium | 0.04 | 0.13 | 0.07 | 0.14 | 0.09 | 0.14 | 0.09
Security | Low | 0.31 | 0.31 | 0.31 | 0.31 | 0.31 | 0.31 | 0.31
Total Op.Exp/Modified Gross Leases |  | 1.09 | 1.13 | 0.98 | 0.83 | 1.09 | 0.86 | 1
Total Op.Exp/Full Service Leases |  | 7.87 | 7.79 | 7.76 | 7.74 | 8.2 | 7.38 | 8.04

## CPI Reference
OFM - Lease Increase Estimator - JAN 2024 Price Indexes as of December 2023
Using consumer price index for the Seattle-Tacoma-Bremerton CMSA (inflation) to estimate lease increases.
When entering the lease start year make sure you also include step increases. I.e. - 10 year lease started in 2010, step increase in 2015. Use 2015 as the lease start year.
Note: adding the percentage change will not give you the correct difference.
| Enter Existing Lease Start Year | Enter New Lease Start Year | Percentage Increase
| 2026 | 2027 | 2.223%
| Lease start year | Seattle CPI-U | % Change Year over Year
Seattle CPI-U Existing and Projected Available - ERFC.WA.GOV* | 2000 | 1.792
| 2001 | 1.857 | 3.625%
| 2002 | 1.8935 | 1.964%
| 2003 | 1.9237 | 1.595%
| 2004 | 1.9472 | 1.224%
| 2005 | 2.0023 | 2.828%
| 2006 | 2.0763 | 3.697%
| 2007 | 2.1565 | 3.863%
| 2008 | 2.247 | 4.197%
| 2009 | 2.2601 | 0.5834%
| 2010 | 2.2668 | 0.2942%
| 2011 | 2.3275 | 2.679%
| 2012 | 2.3865 | 2.534%
| 2013 | 2.4156 | 1.221%
| 2014 | 2.4603 | 1.848%
| 2015 | 2.4939 | 1.366%
| 2016 | 2.5501 | 2.253%
| 2017 | 2.6275 | 3.038%
| 2018 | 2.7111 | 3.181%
| 2019 | 2.7793 | 2.516%
| 2020 | 2.8256 | 1.665%
| 2021 | 2.9596 | 4.742%
| 2022 | 3.2236 | 8.92%
| 2023 | 3.4105 | 5.798%
| 2024 | 3.515 | 3.063%
| 2025 | 3.5887 | 2.098%
| 2026 | 3.6747 | 2.395%
| 2027 | 3.7564 | 2.223%
% Increase based on National CPI-U (Global Insight Estimate)+ | 2028 | 3.8389 | 2.197%
| 2029 | 3.9224 | 2.175%
| 2030 | 4.0069 | 2.153%
| 2031 | 4.0949 | 2.199%
| 2032 | 4.1845 | 2.186%
| 2033 | 4.2742 | 2.144%
| 2034 | 4.3667 | 2.165%
| 2035 | 4.4583 | 2.097%
| 2036 | 4.5486 | 2.025%
| 2037 | 4.6427 | 2.07%
| 2038 | 4.7394 | 2.081%
| 2039 | 4.8362 | 2.043%
| 2040 | 4.9396 | 2.139%
| 2041 | 5.0478 | 2.189%
| 2042 | 5.1568 | 2.16%
| 2043 | 5.2693 | 2.181%
| 2044 | 5.3872 | 2.238%
| 2045 | 5.5079 | 2.24%
| 2046 | 5.6311 | 2.237%
| 2047 | 5.7598 | 2.286%
| 2048 | 5.8933 | 2.317%
| 2049 | 6.0299 | 2.318%
| 2050 | 6.1706 | 2.334%
| 2051 | 6.318 | 2.389%
| 5052 | 6.47 | 2.407%
| 2053 | 6.6273 | 2.43%
*Washington State Economic and Revenue Forecast, November 2023
+ Global Insight 4th Quarter 2023 Forecast - Fourth Quarter Percentage Increase

## Market Rates
Link to current market rate assumptions
https://ofm.wa.gov/sites/default/files/public/facilities/FinancialAssumptions/OFMLeaseRates.pdf
Ensure you refresh your browser for the latest update

## Drop Downs (hidden)
Leased | Receivable | Owned
Close | Close | Close
Consolidate | Consolidate | Consolidate
Major Improvement | Major Improvement | Major Improvement
New Space | New Space | New Space
No Action | No Action | No Action
Renew | Renew | Dispose
Renew and Downsize | Renew and Downsize | Demolish
Renew and Expand | Renew and Expand